## Sheet
link | type1 | type2 | Product Name | Applicable to liquids | Applicable to solid fluid matr | Applicable to surface | Assay time | ASSAY TYPE | CERT | Disposable supplied | Dosing range | Limit of detection lod a | MANUFACT | Number of determinations | Number of standards rm for cal | Principle of the assay | Product code | Product line | Sample preparation solid | Sample prep liquid | Sample prep surface | Sample size | Shelf life | Storage | Target | Tech | Test format | Validation Report Available
https://foodtestcompass.com/alertox-sticks-egg | Food allergens | Egg | AlerTox Sticks Egg | Liquid food samples (e.g. beverages, dressings and wine), rinses from cutters and washes from surfaces used in production and storage of foods, | Food samples (e.g. bread, cookies, cakes and snacks) | Yes | 15' | QL | No | Yes | NA | 1.25 ppm (not capable of detecting ovalbumin in heat-treated matrices, i.e. over 100 ºC / 212 ºF for over 30 min) | HYGIENA | 10; 25 | NA | Sandwich immunoassay | KIT3025; KIT3026 | AlerTox Sticks | GR, EX, SH, SE | EX, SH, (SE) | SW, EX, SH | 0.5g, 0.5ml | 6-18 months | 2-25 °C | Ovalbumin | LFD | Test strips | Yes
https://foodtestcompass.com/fastkit-slim-egg | Food allergens | Egg | Fastkit Slim Egg | Liquid food samples, | Food samples |  | 15' | QL | No |  | NA | 0.025ppm unheated antigen (5ppm in food) | COSMOBIO | 20 | NA | Sandwich immunoassay | NPH-NFS001 | Fastkit Slim | GR, EX, SH, CE (4°C; 20'), FI, DI (PH) | EX, SH, CE (4°C), FI, DI (PH) |  | 2g | 12 months | 2-8 °C | Egg protein | LFD | Test strips | No
https://foodtestcompass.com/egg-rapid-test | Food allergens | Egg | Egg Rapid Test | Liquid food samples, | Food Samples |  | 10' | QL | No |  | NA | 0.6 ug/ml of target protein (ovotransferrin) in water based solutions or homogenates. It corresponds to the 1.0 mg (by wet weight) or 0.35 mg by dry weight of egg white per kg of the material; the sensitivity decreases with heating of the food (cooking) | BIOSYSTEMS ES | 10 | 1 | Sandwich immunoassay | 14209 | Rapid Test | GR, EX, SH, SE, (FI) | EX, SH, SE |  |  |  | 2-30 °C | Egg white specific antigen (ovotransferrin, conalbumin, allergen Gal d 3) | LFD | Test strips | No
https://foodtestcompass.com/sensistrip-egg-lateral-flow-test | Food allergens | Egg | SensiStrip Egg Lateral Flow Test | Liquid food samples, | Food Samples | Yes | 15' | QL | No | Yes | NA | 0.1 ppm (whole egg) | EUROFINS TECHNOLOGIES | 20 | NA | Sandwich immunoassay | HU0030093 | SensiStrip | GR, DI, EX, SH, SE | DI, EX, SH | SW, EX, SH, SE | 0.3g , 50ul |  | 2-30 °C | Egg proteins | LFD | Test strips | No
https://foodtestcompass.com/rapid-test-easy-for-egg | Food allergens | Egg | Rapid Test Easy for Egg | Rinse water, |  |  | 10' | QL | No |  | NA | 0.5 ppm | MORINAGA | 10 |  | Sandwich immunoassay | M2241 | Rapid Test Easy |  |  | SW, EX, SH |  |  | 2-8 °C | Ovomucoid | LFD | Test strips | No
https://foodtestcompass.com/rapid-test-pro-ii-for-egg | Food allergens | Egg | Rapid Test Pro II for Egg | Rinse water, | Food samples | Yes | 15' | QL | No |  | NA | 5 ppm; 1 ug/swab | MORINAGA | 10 | NA | Sandwich immunoassay | M2261 | Rapid Test Pro II | GR, EX, SH, HE (90°C), CH, SH, SE, (CE and/or FI), DI, SH; GR, EX, SH, SE, (CE and/or FI), DI, SH | EX, SH, HE (90°C; 10'), CH, SH, SE, DI, SH; EX, SH, CH, SH, SE, DI, SH | SW, EX, SH, HE (90°C), CH, SH, SE, (CE and/or FI), DI, SH; SW, EX, SH, SE, (FI or SE), DI, SH |  |  | 2-8 °C | Egg protein | LFD | Test strips | No
https://foodtestcompass.com/laterla-flow-egg | Food allergens | Egg | Lateral Flow Egg | Liquid food samples, | Food samples | Yes | 10' | QL | No |  | NA | 1 ppm | R-BIOPHARM | 10; 25 | NA | Sandwich immunoassay | BL608-10; BL608-25 | Laterl Flow | GR, EX, SH, FI | EX, SH, FI | SW, SH |  |  | 2-25 °C | Egg proteins | LFD | Test strips | No
https://foodtestcompass.com/reveal-3-d-for-egg | Food allergens | Egg | Reveal 3-D for Egg | CIP rinse water, |  | Yes | 5' | QL | No |  | NA | 5 ppm, 10 µg/100 cm2 | NEOGEN | 10 | NA | Sandwich immunoassay | 902082Q | Reveal® 3-D |  | EX, SH, SE | SW, EX, SH, SE |  |  | 2-8 °C | Egg protein | LFD | Test strips | No
https://foodtestcompass.com/egg-white-protein-rapid-test | Food allergens | Egg | Egg White Protein Rapid Test | Rinse water, liquid food samples, | Food samples (inbound ingredients, final processed products) | Yes | 11' | QL | No |  | NA | 0.5 ppm | 3M | 25 | NA | Sandwich immunoassay | L25EGG | Rapid Test | GR, EX, SH, CE | EX, SH, PH (5-10); diverse DI for diverse matrices; Chocolate: EX I, SH I, EX II, SH II, CE | SW, EX, SH |  |  | 2-8 °C | Egg white proteins | LFD | Test strips | No
https://foodtestcompass.com/agrastrip-egg | Food allergens | Egg | AgraStrip Egg | Rinse water, liquid food samples, beverages, | Food samples raw ingredients, final processed products) | Yes | 11' | QL | No |  | NA | 2 ppm; 2ug/25cm2 | ROMERLABS | 10 | NA | Sandwich immunoassay | COKAL1810AS | AgraStrip | GR, EX,SH, BU, SH, SE | EX, SH, BU, SH, SE | SW, EX, SH, BU, SH, SE |  |  | 15-25 °C | Egg protein | LFD | Test strips | Yes
https://foodtestcompass.com/proteon-express-egg | Food allergens | Egg | Proteon Express Egg | Commodities, semi-finished products, reprocessed products, etc., | Commodities, semi-finished products, reprocessed products, etc. | Yes | 10' | QL | No |  | NA | 1 ppm | ZEULAB | 10 | NA | Sandwich immunoassay | ZE/PR/OV10; ZE/PR/OV10SW | Proteon Express | EX |  | SW, EX |  |  |  | Ovalbumin | LFD | Test strips | No
https://foodtestcompass.com/agraquant-egg-white | Food allergens | Egg | AgraQuant Egg White | Liquid food samples, rinse waters, | Yes, both raw and processed | Ye | 60' | QN | No |  | 0.4-10 ppm | 0.05 ppb | ROMERLABS | 48 | 5 | Sandwich immunoassay | 10002026 (COKAL0848) | AgraQuant | GR, EX, HE, CE or FI | DI, HE, CE or FI | Please use Agraquant Allergen Swabbing kit (10002205) | 1g | 12 months | 2-8 °C | Egg white, egg | ELISA | Microtiter plate | No
https://foodtestcompass.com/agraquant-ovalbumine | Food allergens | Egg | AgraQuant Ovalbumine | Liquid food samples, rinse waters, | Yes, both raw and processed | Yes | 60' | QL | No |  | 25-500 ppb | 4 ppb | ROMERLABS | 48 | 5 | Sandwich immunoassay | 10002092 (COKAL2948) | AgraQuant | GR, EX, HE, CE or FI | DI, HE, CE or FI | Please use Agraquant Allergen Swabbing kit (10002205) | 1g | 12 months | 2-8 °C | Ovalbumine | ELISA | Microtiter plate | No
https://foodtestcompass.com/agraquant-plus-egg | Food allergens | Egg | AgraQuant Plus Egg | Liquid food samples, rinse waters, | Yes, both raw and processed | Yes | 30' | QL | No |  | 1-25 ppb | 0.5 ppm whole egg powder (raw and finished products), 50 µg/L whole egg powder (rinse water), 0.05 µg/swab whole egg powder (swab testing) | ROMERLABS | 48 | 5 | Sandwich immunoassay | 10002060 (COKAL1848F) | AgraQuant Plus | GR, EX, DI, HE, SH, CE or Fi | DI, HE, SH, CE or Fi | Please use Agraquant Allergen Swabbing kit (10002205) |  | 12 months | 2-8 °C | Whole egg | ELISA | Microtiter plate | No
https://foodtestcompass.com/egg-white-protein-elisa-kit | Food allergens | Egg | Egg White Protein ELISA kit | CIP rinse water, | Food ingredients, processed food products | Environmental SWAB | 50'-65' | QN | No |  |  | 2.1 ppb | 3M | 96 | 5 | Sandwich immunoassay | E96EGG | Allergen Protein ELISA kit | GR, EX, DI, SH, HE, CE, SE, DL, SH | EX, DI, SH, HE, CE, SE, DL, SH |  | 0.5 g, 0.5 ml |  | 2-8 °C | Egg white protein | ELISA | Microtiter plate | No
https://foodtestcompass.com/veratox-for-egg-allergen | Food allergens | Egg | Veratox for Egg Allergen | Liquid food samples, | Food samples (e.g. pasta, salad dressing, cake mix and ice cream) | Yes | 30' | QN | No |  |  | 0.6 ppm | NEOGEN | 48 | 5 | Sandwich immunoassay | 8450 | Veratox® | GR, EX, HE, (CE) | EX, HE, (CE) | SW, HE, EX, (CE) | 2.5-25 ppm |  |  | Unprocessed and heatprocessed egg white proteins | ELISA | Microtiter plate | No
https://foodtestcompass.com/biokits-egg | Food allergens | Egg | Biokits Egg | Liquid food samples, | Food samples | Yes | 75' | QN | No |  |  | 0.1 ppm | NEOGEN | 48 | 5 | Sandwich immunoassay | 902072T | Biokits | GR, EX, HE, CE, DI | EX, HE, (CE) | SW, HE, EX, (CE) | 0.5–10 ppm |  |  | Egg white protein | ELISA | Microtiter plate | No
https://foodtestcompass.com/egg-ovalbumin-elisa-kit | Food allergens | Egg | Egg (Ovalbumin) ELISA Kit |  |  |  | 150', | QN | No |  | 0.31-20 ppm | 0.31 ppm | MORINAGA | 96 | 7 | Sandwich immunoassay | M2101 | ELISA Kit | GR, EX, SH, HE, CH, SH, PH, (CE, FI), DI; GR, EX, SH, PH, (CE, FI), DI | HE, EX, CH, (SH), PH, (CE, FI), DI |  | 1g |  | 2-8 °C | Ovalbumin | ELISA | Microtiter plate | No
https://foodtestcompass.com/egg-ovalbumin-elisa-kit-ii | Food allergens | Egg | Egg (Ovalbumin) ELISA Kit II |  |  |  | 110', | QN | No |  | 0.31-20 ppm | 0.31 ppm | MORINAGA | 96 | 7 | Sandwich immunoassay | M2111 | ELISA Kit II | GR, EX, HE, CH, PH, (CE, FI), DI; GR, EX, SH, PH, (CE, FI), DI | HE, EX, CH, (SH), PH, (CE, FI), DI |  | 1g |  | 2-8 °C | Ovalbumin | ELISA | Microtiter plate (12 strips, breakable) | No
https://foodtestcompass.com/ridascreenrfast-egg-protein | Food allergens | Egg | RIDASCREEN®FAST Egg Protein | Raw ingredients and processed food product, | Raw ingredients and processed food product |  |  | QN | No |  |  | 0.1 ppm (whole egg powder); 0.03 ppm (egg white protein) | R-BIOPHARM | 48 | 5 | Sandwich immunoassay | R6402 | RIDASCREEN®FAST | GR, SH, EX, HE, SH, CH, CE and/or FI | SH, EX, HE, SH, CH, CE and/or FI |  |  |  | 2-8 °C | Egg white proteins (ovalbumin and ovomucoid) | ELISA | Microtiter plate (6 strips with 8 removable wells each) | No
https://foodtestcompass.com/enhanced-egg-residue-kit-esegg-48 | Food allergens | Egg | Enhanced Egg Residue kit ESEGG-48 |  |  |  |  | QN, | No |  |  | / | ELISASYSTEMS | 48 | 5 | Sandwich immunoassay | ESEGG-48 | Residue kit | [5 empty] | 2-8 °C | Ovomucoid Egg Protein | ELISA | Microtiter plate | No
https://foodtestcompass.com/egg-residue-kit-eserd-48 | Food allergens | Egg | Egg Residue kit ESERD-48 |  |  |  |  | QN, | No |  |  | / | ELISASYSTEMS | 48 | 5 | Sandwich immunoassay | ESERD-48 | Residue kit | [5 empty] | 2-8 °C |  | ELISA | Microtiter plate | No
https://foodtestcompass.com/egg-elisa-kit | Food allergens | Egg | Egg ELISA Kit |  |  |  | 30', | QN | No |  | 1-40 ppm | 0.3 ppm | BIOFRONT | 48, 96 |  | Sandwich immunoassay | EOM-EK-48, EOM-EK-96 | ELISA Kit | [6 empty] | Egg ovomucoid | ELISA | Microtiter plate | No
https://foodtestcompass.com/sensispec-elisa-ovalbumin | Food allergens | Egg | SENSISpec ELISA Ovalbumin | Liquid food samples, | Food samples |  | 60' | QN | No |  | 0.025-0.5 ppm | 0.004 ppm | EUROFINS TECHNOLOGIES | 48; 96 | 5 | Sandwich immunoassay | HU0030041; HU0030017 | SENSISpec ELISA | GR, EX, DI, SH, HE (60 °C, 15'), CE, (FI) | Wine samples: EX, DI, (DI) |  | 1g, 1ml |  | 2-8 °C | Ovalbumin | ELISA | Microtiter plate | No
https://foodtestcompass.com/sensispec-elisa-egg-white | Food allergens | Egg | SENSISpec ELISA Egg White | Liquid food samples, | Food samples (e.g. pasta, cookies, sausage and dark chocolate) |  | 60' | QN | No |  | 0.4-10 ppm | 0.05 ppm | EUROFINS TECHNOLOGIES | 48; 96 | 4 | Sandwich immunoassay | HU0030031; HU0030007 | SENSISpec ELISA | GR, EX, DI, SH, HE (60 °C, 15'), CE, (FI) | EX, DI, SH, HE (60 °C, 15'), CE, (FI) |  | 1g | 24 months | 2-8 °C | Egg white protein | ELISA | Microtiter plate | No
https://foodtestcompass.com/pribostriptm-egg-rapid-test-strips | Food allergens | Egg | PriboStripTM Egg Rapid Test Strips | Liquid food samples, | Food samples | Yes | 15' | QL | No |  |  | 0.1 ppm | PRIBOLAB | 20 |  | Sandwich immunoassay | PRS-A40 | PriboStrip |  |  |  |  | 12 months | 2-8 °C | Egg proteins | LFD | Test strips | No
https://foodtestcompass.com/pribofastr-ovalbumin-elisa-kit | Food allergens | Egg | PriboFast® Ovalbumin ELISA Kit |  |  |  |  | QN, | No |  | 0.025-0.5 ppm | / | PRIBOLAB | 96 | NA | Sandwich immunoassay | EKT-OV20 | PriboFast® |  |  |  |  | 12 months | 2-8 °C |  | ELISA | Microtiter plate | No
https://foodtestcompass.com/pribofastr-egg-elisa-kit | Food allergens | Egg | PriboFast® Egg ELISA Kit |  |  |  |  | QN, | No |  | 0.4-10 ppm | / | PRIBOLAB | 96 | NA | Sandwich immunoassay | EKT-E40 | PriboFast® |  |  |  |  | 12 months | 2-8 °C | Egg proteins | ELISA | Microtiter plate | No
https://foodtestcompass.com/chicken-ovalbumin-elisa-kit | Food allergens | Egg | Chicken Ovalbumin ELISA Kit |  |  |  | 60', | QN | No |  | 0.025-0.5 ppm | 0.004 ppm | ARIGO BIOLABORATORIES | 96 | 5 | Sandwich immunoassay | ARG80808 | ELISA Kit | GR, DI, EX, HE, SH, CE, (FI) | DI, EX, HE, SH, CE, (FI) |  |  |  | 2-8 °C | Ovalbumin (SERPINB14) | ELISA | Microtiter plate | No
https://foodtestcompass.com/proteon-egg | Food allergens | Egg | Proteon Egg | Liquid food samples, | Food samples | Yes | 90' | QN | No |  |  | 0.05 ppm | ZEULAB | 48; 96 | NA | Sandwich immunoassay | ZE/PR/OVS48; ZE/PR/OVS | Proteon | [6 empty] | Ovalbumin | ELISA | Microtiter plate | No
https://foodtestcompass.com/proteon-egg-30 | Food allergens | Egg | Proteon Egg 30 | Liquid food samples, | Food samples | Yes | 30' | QN | No |  |  | 0.05 ppm | ZEULAB | 48 | NA | Sandwich immunoassay | ZE/PR/OVS30 | Proteon | [6 empty] | Ovalbumin | ELISA | Microtiter plate | No
https://foodtestcompass.com/fast-elisa-ver-iii-egg | Food allergens | Egg | FAST ELISA Ver. III Egg | Liquid food samples, | Food samples |  |  | QN | No |  |  | / | COSMOBIO | 96 | NA | Sandwich immunoassay | NPH-999100430EX | FAST ELISA Ver. III | GR, EX, SH, CE, (PH), (FI), DI |  |  | 1g | 6 months | 2-8 °C | Egg proteins | ELISA | Microtiter plate | No
https://foodtestcompass.com/alertox-egg | Food allergens | Egg | AlerTox Egg | Liquid food samples (e.g. wine), | Food samples |  | 60' | QN | No |  |  | 0.05 ppm | HYGIENA | 96 | 5 | Sandwich immunoassay | IT3046 | AlerTox ELISA | GR, EX, HE, SH, CE, (FI), CH, (DI) | Wine samples: EX, (CE) |  | 0.5g, 0.5 ml | 24 months | 2-8 °C | Egg white proteins | ELISA | Microtiter plate | Yes
https://foodtestcompass.com/alertox-ovalbumin | Food allergens | Egg | AlerTox Ovalbumin | Liquid food samples (e.g. wine), | Food samples |  | 60' | QN | No |  |  | 0.005 ppm | HYGIENA | 96 | 5 | Sandwich immunoassay | KIT3045 | AlerTox ELISA | GR, EX, HE, SH, CE, (FI), CH, (DI) | Wine samples: EX, (CE) |  | 0.5g, 0.5 ml | 24 months | 2-8 °C | Ovalbumin | ELISA | Microtiter plate | Yes
https://foodtestcompass.com/ovalbumin-elisa | Food allergens | Egg | Ovalbumin ELISA | Liquid food samples (e.g. wine), | Food samples |  | 60' | QN | No |  |  | 0.004 ppm | BIOSYSTEMS ES | 96 | 5 | Sandwich immunoassay | 14125 | ELISA | GR, DI, EX, HE, SH, CE, (FI) | DI, EX, HE, SH, CE, (FI) |  | 1g, 1 ml |  | 2-8 °C | Ovalbumin | ELISA | Microtiter plate | No
https://foodtestcompass.com/egg-white-elisa | Food allergens | Egg | Egg White ELISA | Liquid food samples, | Food samples (e.g. pasta, bakery products, sausage and chocolate) |  | 60' | QN | No |  |  | 0.05 ppm | BIOSYSTEMS ES | 96 | 5 | Sandwich immunoassay | 14117 | ELISA | GR, DI, EX, HE, SH, CE, (FI) | DI, EX, HE, SH, CE, (FI) |  | 1g, 1 ml |  | 2-8 °C | Egg white proteins | ELISA | Microtiter plate | No
https://foodtestcompass.com/ridascreenr-egg | Food allergens | Egg | RIDASCREEN® Egg | Raw ingredients and processed food product , | Raw ingredients and processed food product (e.g. ice cream, noodles, salad dressing, chocolate, cookies) |  | 100' | QN | No |  |  | 0.13 (0.04 – 0.20) ppm (whole egg powder) | R-BIOPHARM | 48 | 5 | Sandwich immunoassay | R6411 | RIDASCREEN® | GR, DI, EX, SH, HE (60 °C, 10'), CH, CE and/or FI | DI, EX, SH, HE (60 °C, 10'), CH, CE and/or FI |  | 1g, 1ml |  | 2-8 °C | Hen's egg white proteins (ovalbumin, ovomucoid) | ELISA | Microtiter plate (12 strips with 8 removable wells each) | Yes
https://foodtestcompass.com/aler-tox-sticks-soy | Food allergens | Soy | Aler Tox Sticks Soy | Liquid food samples (e.g. beverages, milk, juice, soup and gravy), washwater from cutting equipment and surfaces used in food processing and storage, | Solid food samples (e.g. corn and rice flour, milk powder, spices, bread, cookies, meat and fish) | Yes | 10' | QL | No | Yes | NA | 10 ppm (the sensitivity of the test decreases with heating of the food and in fat-rich environment, e.g. in presence of oil or cream) | HYGIENA | 10 | NA | Sandwich immunoassay | KIT3028 | AlerTox Sticks | GR, EX, SH, SE | EX, SH, (SE) | SW, EX, SH | 1g, 3ml | 6-18 months | 10-30 °C | Soy Trypsin Inhibitor (STI) | LFD | Test strips | Yes
https://foodtestcompass.com/soy-rapid-test | Food allergens | Soy | Soy rapid test | Liquid food samples, | Food samples |  | 15' | QL | No | Ye | NA | 0.025ppm unheated antigen (5ppm in food) | COSMOBIO | 20 | NA | Sandwich immunoassay | NPH-NFS006 | Fast Kit Slim | GR, EX, SH, CE (4°C), FI, DI (PH) | EX, SH, CE (4°C), FI, DI (PH) |  | 2g | 12 months | 2-8 °C | Soy protein | LFD | Test strips | No
https://foodtestcompass.com/rida-quick-soya | Food allergens | Soy | Rida Quick Soya | /, | Food samples (e.g. biscuit, margarine, chocolate, sausage) | Yes | 10' | QL | No | Yes |  | 0.5 ppm (soya flour in wheat flour), 10 ppm (- in processed food), 0.5 ug/dm2 (swab) | R-BIOPHARM | 25 | NA | Sandwich immunoassay | R7103 | Rida Quick | GR, EX, SH, HE 100° C, CH RT, FI | / | SW, EX, HE 100° C, CH RT | 1g |  | 2-8 °C | Soy proteins | LFD | Test strips | Yes
https://foodtestcompass.com/agraquant-soy | Food allergens | Soy | AgraQuant Soy | Yes, | Yes, both raw and processed | Yes | 60' | QN | No | No | 40-1000 ppb | 16 ppb | ROMERLABS | 48 | 5 | Sandwich immunoassay | 10002015 (COKAL0448) | AgraQuant | EX, HE, CE or FI | DI, HE, CE or FI | Please use Agraquant Allergen Swabbing kit | 1 g | / | 2-8 °C | Soy Tripsin Inhibitor (SIT) | ELISA | Microtiter plate (8 well breakable strips) | Yes
https://foodtestcompass.com/soya-elisa-kit-ii | Food allergens | Soy | Soya ELISA Kit II |  |  |  | 110', | QN | No | No | 0.31-20 ppm | 0.31 ppm | MORINAGA | 96 | 7 | Sandwich immunoassay | M2117 | ELISA Kit II | GR, HE, EX, CH, (SH), PH, (CE, FI), DI | HE, EX, CH, (SH), PH, (CE, FI), DI |  | 1g |  | 2-8 °C | Beta-conglycinin | ELISA | Microtiter plate (12 strips, breakable) | No
https://foodtestcompass.com/sensispec-elisa-soy | Food allergens | Soy | SENSISpec ELISA Soy | Liquid food samples (e.g. soup), | Food samples (e.g. cookies, cereals, ice cream, chocolate, sausage) |  | 60' | QN | No |  | 0.04-1 ppm | 0.016 ppm. The determined amount of STI can be used to calculate the amount of the corresponding soy raw product using a conversion factor | EUROFINS TECHNOLOGIES | 48; 96 | 5 | Sandwich immunoassay | HU0030047; HU0030023 | SENSISpec ELISA | GR, EX, DI, SH, HE (60 °C, 15'), CE, (FI) | EX, DI, SH, HE (60 °C, 15'), CE, (FI) |  | 1g, 1ml | 24 months | 2-8 °C | STI (soja trypsin inhibitor) | ELISA | Microtiter plate | No
https://foodtestcompass.com/pribostriptm-soy-rapid-test-strip | Food allergens | Soy | PriboStripTM Soy Rapid Test Strip | Liquid food samples, | Food samples | Yes | 15' | QL | No |  |  | 1 ppm | PRIBOLAB | 20 |  | Sandwich immunoassay | PRS-A50 | PriboStrip |  |  |  |  | 12 months | 2-8 °C | Soy proteins | LFD | Test strips | No
https://foodtestcompass.com/pribofastr-soy-elisa-kit | Food allergens | Soy | PriboFast® Soy ELISA Kit |  |  |  |  | QN, | No |  | 0.04-1 ppm | / | PRIBOLAB | 96 | NA | Sandwich immunoassay | EKT-S050 | PriboFast® |  |  |  |  | 12 months | 2-8 °C | Soy proteins | ELISA | Microtiter plate | No
https://foodtestcompass.com/soja-soy-elisa-kit | Food allergens | Soy | Soja (Soy) ELISA Kit |  |  |  | 60', | QN | No |  | 0.04-1 ppm | 0.016 ppm | ARIGO BIOLABORATORIES | 96 | 5 | Sandwich immunoassay | ARG80813 | ELISA Kit | GR, DI, EX, HE, SH, CE, (FI) | DI, EX, HE, SH, CE, (FI) |  |  |  | 2-8 °C | STI | ELISA | Microtiter plate | No
https://foodtestcompass.com/sensistrip-peanut-lateral-flow-test | Food allergens | Soy | SensiStrip Peanut Lateral Flow Test | Liquid food samples, | Food Samples (inbound goods and processed products) | Yes | 15' | QL | No | Yes |  | 0.1ppm, time and different methods (e.g. boil and fry) of preparing peanuts may affect the detection of peanut allergens. Allergens are more easily degraded or undetectable with the longer cooking time, but it doesn’t mean these food samples don’t cause p | EUROFINS TECHNOLOGIES | 20 | NA | Sandwich immunoassay | HU0030095 | SensiStrip | GR, DI, EX, SH, SE | DI, EX, SH | SW, EX, SH, SE | 0.3g, 50ul |  | 2-30 °C | Peanut protein | LFD | Test strips | No
https://foodtestcompass.com/proteon-soy | Food allergens | Soy | Proteon Soy | Liquid food samples, | Food samples | Yes | 90' | QN | No |  |  | 1.1 ppm | ZEULAB | 48; 96 | NA | Sandwich immunoassay | ZE/PR/S | Proteon | GR, EX, SH, HE, CE | EX, SH, HE, CE | SW, EX | 2g |  | 2-8 °C | Soy proteins | ELISA | Microtiter plate | No
https://foodtestcompass.com/soyalert-elisa-kit | Food allergens | Soy | SoyAlert ELISA Kit | Liquid food products, raw and processed (e.g., drinks, milk), | Food products, raw and processed (e.g., bakery products, cereals, cocoa, chocolate, baby food) |  |  | QN | No |  | 1-20 ppm | 0.4 ppm | 4LAB DIAGNOSTICS | 48; 96 | 5 | Sandwich immunoassay | IC-02-1125; IC-02-1126 | Alert ELISA Kit | [6 empty] | Soy proteins | ELISA | Microtiter plate | No
https://foodtestcompass.com/alertox-soy-sti | Food allergens | Soy | AlerTox Soy (STI) | Liquid food samples (e.g. wine), | Food samples (raw soy is not used for food; if you have raw soy in feed, use the conversion factors presented in the manual) |  | 60' | QN | No |  |  | 0.016 ppm | HYGIENA | 96 | 5 | Sandwich immunoassay | KIT3047 | AlerTox ELISA | GR, EX, HE, SH, CE, (FI), CH, (DI) | Wine samples: EX, (CE) |  | 0.5g, 0.5 ml | 24 months | 2-8 °C | Soy Tripsin Inhibitor (STI) | ELISA | Microtiter plate | Yes
https://foodtestcompass.com/fast-elisa-ver-iii-soybean | Food allergens | Soy | FAST ELISA Ver. III Soybean | Liquid food samples, | Food samples (e.g. bread, sausage, butter, yogurt) |  |  | QN | No |  |  | / | COSMOBIO | 96 | NA | Sandwich immunoassay | NPH-999100435EX | FAST ELISA Ver. III | GR, EX, SH, CE, (PH), (FI), DI |  |  | 1g | 6 months | 2-8 °C | Soybean proteins | ELISA | Microtiter plate | No
https://foodtestcompass.com/soy-elisa | Food allergens | Soy | Soy ELISA |  | Food samples (e.g. cookies, cereals, ice cream, chocolate, sausage), |  |  | QN | No |  |  | 0.016 ppm | BIOSYSTEMS ES | 96 | 5 | Sandwich immunoassay | 14129 | ELISA | GR, EX, HE, SH, CE, (FI) |  |  | 1g |  | 2-8 °C | Soy trypsin inhibitors (STI) | ELISA | Microtiter plate | No
https://foodtestcompass.com/alertox-sticks-casein | Food allergens | Casein | AlerTox Sticks Casein | Liquid food samples (e.g. alcoholic and non-alcoholic drinks), | Food samples (e.g. baby food, soy products, medications, cereals and other grains, baked products, meats) | Yes, kitchens and production facilities | 10' | QL | No |  |  | 2.5 ppm | HYGIENA | 10; 25 | NA | Sandwich immunoassay | KIT3021; KIT3022 | AlerTox Sticks | GR, EX, SH, SE | EX, SH, (SE) | SW, EX, SH | 0.5g, 0.5 ml | 6-18 months | 2-25 °C | Casein | LFD | Test strips | No
https://foodtestcompass.com/agrastrip-casein | Food allergens | Casein | AgraStrip Casein | Rinse water, liquid food samples, beverages, | Food samples (raw ingredients, final processed products) | Yes | 11' | QL | No |  |  | 2 ppm, 1ug/25 cm2 swab | ROMERLABS | 10 |  | Sandwich immunoassay | COKAL1210AS | AgraStrip | GR, EX, SH, BU, SH, SE | EX, SH, BU, SH, SE | SW, EX, SH, BU, SH, SE |  |  | 15-25 °C | Casein | LFD | Test strips | No
https://foodtestcompass.com/milk-protein-rapid-test | Food allergens | Casein | Milk Protein Rapid Test | Rinse water, liquid food samples, | Food samples (inbound ingredients, final processed products) | Yes | 11' | QL | No |  |  | 3 ppm, 2.5 ug/100 cm2 swab | 3M | 25 |  | Sandwich immunoassay | L25MLK | Rapid Test | GR, EX, SH, CE | EX, SH, PH (5-10); diverse DI for diverse matrices; Chocolate: EX I, SH I, EX II, SH II, CE | SW, EX, SH |  |  | 2-8 °C | Casein | LFD | Test strips | No
https://foodtestcompass.com/agitest-food-allergen-rapid-test-casein | Food allergens | Casein | Agitest Food Allergen Rapid Test Casein | Liquid food samples, beverages, | Food samples (inbound ingredients, final products) | Yes | 15' | QL | No |  |  | 100 ppm, 10 ug/swab | REGABIO | 20 | NA | Sandwich immunoassay | RT 10086020 | Agitest Food Allergen Rapid Test | GR, EX, SH, SE | EX, SH | SW, EX, SH, SE |  |  | 2-30 °C | Casein | LFD | Test strips | No
https://foodtestcompass.com/rapid-test-pro-ii-for-casein | Food allergens | Casein | Rapid Test Pro II for Casein | Rinse water, | Food samples | Yes | 15' | QL | No |  |  | 5 ppm, 1 ug/swab | MORINAGA | 10 | NA | Sandwich immunoassay | M2262 | Rapid Test Pro II | GR, EX, SH, HE (90°C), CH, SH, SE, (CE and/or FI), DI, SH; GR, EX, SH, SE, (CE and/or FI), DI, SH | EX, SH, HE (90°C; 10'), CH, SH, SE, DI, SH; EX, SH, CH, SH, SE, DI, SH | SW, EX, SH, HE (90°C), CH, SH, SE, (CE and/or FI), DI, SH; SW, EX, SH, SE, (FI or SE), DI, SH |  |  | 2-8 °C | Casein | LFD | Test strips | No
https://foodtestcompass.com/rapid-test-easy-for-casein | Food allergens | Casein | Rapid Test Easy for Casein | Rinse water, | No | Yes | 10' | QL | No |  |  | 0.5 ppm | MORINAGA | 10 | NA | Sandwich immunoassay | M2242 | Rapid Test Easy |  |  | SW, SH |  |  | 2-8 °C | Casein | LFD | Test strips | No
https://foodtestcompass.com/sensistrip-casein | Food allergens | Casein | SensiStrip Casein | Liquid food samples, | Food Samples | Yes | 15' | QL | No |  |  | 10 ppm | EUROFINS TECHNOLOGIES | 20 | NA | Sandwich immunoassay | HU0030091 | SensiStrip | GR, DI, EX, SH, SE | DI, EX, SH | SW, EX, SH, SE | 0.3g , 50ul |  | 2-30 °C | Casein | LFD | Test strips | No
https://foodtestcompass.com/agraquant-casein | Food allergens | Casein | AgraQuant Casein | Liquid food samples, rinse waters, | Yes, both raw and processed | Yes |  | QN | No |  | 0.2-6 ppm | 0.04 ppm | ROMERLABS | 48 | 5 | Sandwich immunoassay | 10002037 (COKAL1200) | AgraQuant | GR, EX, HE, CE or FI | DI, HE, CE or FI | Please use Agraquant Allergen Swabbing kit (10002205) | 1g | 12 months | 2-8 °C | Casein | ELISA | Microtiter plate | No
https://foodtestcompass.com/agraquant-plus-casein | Food allergens | Casein | AgraQuant Plus Casein | Liquid food samples, rinse waters, | Yes, both raw and processed | Yes |  | QN | No |  | 1-25 ppm | 0.2 ppm, 20 µg/L , 0.02 µg/25 cm2 swab | ROMERLABS | 48 | 5 | Sandwich immunoassay | 10002042 (COKAL1248F) | AgraQuant Plus | GR, EX, DI, HE, SH, CE or Fi | DI, HE, SH, CE or Fi | Please use Agraquant Allergen Swabbing kit (10002205) |  | 12 months | 2-8 °C | Casein | ELISA | Microtiter plate | No
https://foodtestcompass.com/bovine-casein-protein-elisa-kit | Food allergens | Casein | Bovine Casein Protein ELISA kit | CIP rinse water, | Food ingredients, processed food products | Environmental SWAB | 50'-65' | QN | No |  |  | 0.0017 ppm | 3M | 96 | 5 | Sandwich immunoassay | E96CAS | Allergen Protein ELISA kit | GR, EX, DI, SH, HE, CE, SE, DL, SH | EX, DI, SH, HE, CE, SE, DL, SH |  | 0.5 g, 0.5 ml |  | 2-8 °C | Casein | ELISA | Microtiter plate | No
https://foodtestcompass.com/veratox-for-casein-allergen | Food allergens | Casein | Veratox for Casein Allergen | Liquid food samples (e.g. juices, wine, sauces, sorbets), | Food samples | Yes | 30' | QN | No |  | 2.5-15 ppm (non-fat dry milk NFDM); 0.72- 4.3 ppm (casein) | 1 ppm (NFDM non-fat dry milk) | NEOGEN | 48 | 5 | Sandwich immunoassay | 8460 | Veratox® | GR, EX, HE, (CE) | EX, HE, (CE) | [5 empty] | ELISA | Microtiter plate | No
https://foodtestcompass.com/casein-elisa-kit | Food allergens | Casein | Casein ELISA Kit |  |  |  | 120', | QN | No |  | 0.31-20 ppm | 0.31 ppm | MORINAGA | 96 | 7 | Sandwich immunoassay | M2102 | ELISA Kit | GR, EX, SH, HE, CH, SH, PH, CE, (FI), DI; GR, EX, SH, PH, (CE, FI), DI | HE, EX, CH, (SH), PH, (CE, FI), DI |  | 1g |  | 2-8 °C | Casein | ELISA | Microtiter plate (12 strips, breakable) | No
https://foodtestcompass.com/casein-elisa-kit-ii | Food allergens | Casein | Casein ELISA Kit II |  |  |  | 110', | QN | No |  | 0.31-20 ppm | 0.31 ppm | MORINAGA | 96 | 7 | Sandwich immunoassay | M2113 | ELISA Kit II | GR, EX, HE, CH, PH, (CE, FI), DI; GR, EX, SH, PH, (CE, FI), DI | HE, EX, CH, (SH), PH, (CE, FI), DI |  | 1g |  | 2-8 °C | Casein | ELISA | Microtiter plate (12 strips, breakable) | No
https://foodtestcompass.com/milk-casein-elisa-kit | Food allergens | Casein | Milk (Casein) ELISA Kit |  |  |  | 30', | QN | No |  | 1-20 ppm | 0.12 ppm | BIOFRONT | 48; 96 | NA | Sandwich immunoassay | CAS-EK-48; CAS-EK-96 | ELISA Kit | [6 empty] | Bovine casein | ELISA | Microtiter plate | No
https://foodtestcompass.com/sensispec-elisa-casein | Food allergens | Casein | SENSISpec ELISA Casein | Orange juice, wine, | Cookies, bread crumbs, sausage, soy products and chocolate |  | 60' | QN | No |  | 0.2-6 ppm | 0.04 ppm. For calculation of the amount of a corresponding raw product, the casein concentration has to be multiplied with a product specific conversion factor determined by means of validation experiments: whole milk 42, skim milk powder 4.4 (MoniQ | EUROFINS TECHNOLOGIES | 48; 96 | 5 | Sandwich immunoassay | HU0030027; HU0030003 | SENSISpec ELISA | GR, EX, DI, SH, HE (60 °C, 15'), CE, (FI), (with sausage/meat DI) | EX, DI, SH, HE (60 °C, 15'), CE, (FI) |  | 0.5g, 0.5ml | 13 months | 2-8 °C | Bovine casein | ELISA | Microtiter plate | No
https://foodtestcompass.com/ridascreenrfast-casein | Food allergens | Casein | RIDASCREEN®FAST Casein | Raw ingredients and processed food product (e.g., beverages, wine), | Raw ingredients and processed food product (e.g., bakery goods, cake and bread mix, non-hydrolyzed milk-based infant formula, ice cream, chocolate, and sausages) |  | 80' | QN | No |  |  | Allergen extraction buffer: 0.12 (0.07– 0.19) ppm; RIDA® Extractor 2: 0.71 (0.41– 0.95) ppm | R-BIOPHARM | 48 | 5 | Sandwich immunoassay | R4612 | RIDASCREEN®FAST | GR, SH, EX, HE, SH, CH, CE and/or FI | SH, EX, SH, HE, SH, CH, CE and/or FI |  |  |  | 2-8 °C | Casein | ELISA | Microtiter plate (6 strips with 8 removable wells each) | No
https://foodtestcompass.com/casein-residue-kit | Food allergens | Casein | Casein Residue Kit |  |  |  | 45', | QN | No |  | 1-10 ppm | / | ELISASYSTEMS | 48 | 5 | Sandwich immunoassay | ESCASPRD-48 | Residue Kit | [5 empty] | 2-8 °C | Casein | ELISA | Microtiter plate | No
https://foodtestcompass.com/pribostriptm-casein-rapid-test-strip | Food allergens | Casein | PriboStripTM Casein Rapid Test Strip | Liquid food samples, | Food samples | Yes | 15' | QL | No |  |  | 10 ppm | PRIBOLAB | 20 |  | Sandwich immunoassay | PRS-A60 | PriboStrip |  |  |  |  | 12 months | 2-8 °C | Casein | LFD | Test strips | No
https://foodtestcompass.com/pribofastr-casein-elisa-kit | Food allergens | Casein | PriboFast® Casein ELISA Kit |  |  |  |  | QN, | No |  | 0.4-10 ppm | / | PRIBOLAB | 96 | NA | Sandwich immunoassay | EKT-GA61 | PriboFast® |  |  |  |  | 12 months | 2-8 °C | Casein | ELISA | Microtiter plate | No
https://foodtestcompass.com/casein-elisa-kit-arigo | Food allergens | Casein | Casein ELISA Kit (ARIGO) | Liquid food samples (e.g., soy milk, orange juice and white wine), | Food samples (e.g., cookies, bread crumps, chocolate, sausage) |  | 60' | QN | No |  | 0.2-6 ppm | 0.04 ppm | ARIGO BIOLABORATORIES | 96 | 5 | Sandwich immunoassay | ARG80790 | ELISA Kit | GR, DI, EX, HE, SH, CE, (FI), (DI for meat and sausage samples) | DI, EX, HE, SH, CE, (FI) |  | 0.5g, 0.5 ml |  | 2-8 °C | Bovine casein | ELISA | Microtiter plate | No
https://foodtestcompass.com/alertox-elisa-casein | Food allergens | Casein | AlerTox ELISA Casein | Liquid food samples (e.g. wine), | Food samples |  |  | QN | No |  |  | 0.05 ppm | HYGIENA | 96 | 5 | Sandwich immunoassay | KIT3043 | AlerTox ELISA | GR, EX, HE, SH, CE, (FI), CH, (DI) | Wine samples: EX, (CE) |  | 0.5g, 0.5 ml | 13 months | 2-8 °C | Whole caseins | ELISA | Microtiter plate | Yes
https://foodtestcompass.com/casein-elisa | Food allergens | Casein | Casein ELISA | Liquid food samples (e.g. orange juice and wine), | Food samples (e.g. cookies, bread crumbs, sausage, soy products and chocolate) |  | 60' | QN | No |  |  | 0.04 ppm | BIOSYSTEMS ES | 96 | 5 | Sandwich immunoassay | 14113 | ELISA | GR, DI, EX, HE, SH, CE, (FI) | DI, EX, HE, SH, CE, (FI) |  | 1g, 1 ml |  | 2-8 °C | Casein | ELISA | Microtiter plate | No
https://foodtestcompass.com/alertox-sticks-total-milk | Food allergens | Milk | AlerTox Sticks Total Milk | Liquid food samples (e.g. alcoholic and non-alcoholic drinks), | Food samples (e.g. baby food, soy products, medications, cereals and other grains, baked products, meats) | Yes, kitchens and production facilities | 10' | QL | No |  |  | 2.5 ppm | HYGIENA |  | NA | Sandwich immunoassay | KIT3015; KIT3016 | AlerTox Sticks | GR, EX, SH, SE | EX, SH, (SE) | SW, EX, SH | 0.5g, 0.5ml | 6-18 months | 2-25 °C | Casein and ß-Lactoglobulin (no cross-reaction with other milk proteins) | LFD | Test strips | Yes
https://foodtestcompass.com/fastkit-slim-milk | Food allergens | Milk | Fastkit Slim Milk | Liquid food samples, | Food samples |  | 15' | QL | No |  |  | 0.025ppm unheated antigen (5ppm in food) | COSMOBIO | 20 | NA | Sandwich immunoassay | NPH-NFS002 | Fastkit Slim | GR, EX, SH, CE (4°C; 20'), FI, DI (PH) | EX, SH, CE (4°C), FI, DI (PH) |  | 2g | 12 months | 2-8 °C | Milk proteins | LFD | Test strips | No
https://foodtestcompass.com/milk-rapid-test | Food allergens | Milk | Milk Rapid Test | Liquid food samples, | Food samples | Yes | 10' | QL | No |  |  | 10 ppm (v/v) of pasteurized milk or 2 ppm (w/w) of powered milk, may decrease in fat-rich environment (e.g. in cream) but does not decrease with heating of the food (cooking) up to 160°C. It varies 3-5 times between different species (goat, camel, horse) | BIOSYSTEMS ES | 10 | NA | Sandwich immunoassay | 14210 | Rapid Test | GR, EX, SH, SE, (FI) | EX, SH, SE | SW, EX, SH |  |  | 2-30 °C | Milk proteins | LFD | Test strips | No
https://foodtestcompass.com/proteon-express-duo-milk | Food allergens | Milk | Proteon Express Duo Milk |  | Commodities, semi-finished products, reprocessed products, etc., | Yes | 10' | QL | No |  |  | 0.1 ppm ß-Lactoglobulin, 1 ppm Casein | ZEULAB | 10; 25 |  | Sandwich immunoassay | ZE/PR/LBC10; ZE/PR/LBC25 | Proteon Express | [6 empty] | Casein and ß-Lactoglobulin | LFD | Test strips | Yes
https://foodtestcompass.com/agrastrip-total-milk | Food allergens | Milk | AgraStrip Total Milk | Rinse water, liquid food samples, beverages, | Food samples (raw ingredients, final processed products) | Yes | 11' | QL | No |  |  | 1 ppm, 1ug/25 cm2 swab | ROMERLABS | 10 | 1 | Sandwich immunoassay | COKAL2410AS | AgraStrip | GR, EX, SH, BU, SH, SE | EX, SH, BU, SH, SE | SW, EX, SH, BU, SH, SE |  |  | 15-25 °C | Milk proteins | LFD | Test strips | No
https://foodtestcompass.com/reveal-for-total-milk | Food allergens | Milk | Reveal for Total Milk | Food liquid samples ((e.g., juices and sorbet), rinse water, |  | Yes | 5' | QL | No |  |  | 5 ppm | NEOGEN | 24 | NA | Sandwich immunoassay | 8478 | Reveal® |  | EX, SH, SE | SW, EX, SH, SE |  |  | 18-30 °C | Milk proteins | LFD | Test strips | No
https://foodtestcompass.com/reveal-3-d-for-total-milk-allergen | Food allergens | Milk | Reveal 3-D for Total Milk Allergen | Food liquid samples ((e.g., juices and sorbet), rinse water, |  | Yes | 5' | QL | No |  |  | 5 ppm | NEOGEN | 10 | NA | Sandwich immunoassay | 8479 | Reveal 3-D |  | EX, SH, SE | SW, EX, SH, SE |  |  | 2-8 °C | Milk (casein or whey) proteins | LFD | Test strips | No
https://foodtestcompass.com/laterla-flow-milk | Food allergens | Milk | Lateral Flow Milk | Liquid food samples, | Food samples | Yes | 10' | QL | No |  |  | 1 ppm | R-BIOPHARM | 10; 25 | NA | Sandwich immunoassay | BL613-10; BL613-25 | Laterl Flow | GR, EX, SH, FI | EX, SH, FI | SW, SH |  |  | 2-25 °C | Milk proteins | LFD | Test strips | No
https://foodtestcompass.com/agraquant-milk | Food allergens | Milk | AgraQuant Milk | Liquid food samples, rinse waters, | Yes, both raw and processed | Yes |  | QN | No |  | 0.4-10 ppm | 0.05 ppm | ROMERLABS | 48 | 5 | Sandwich immunoassay | 10002080 (COKAL2448) | AgraQuant | GR, EX, HE, CE or FI | DI, HE, CE or FI | Please use Agraquant Allergen Swabbing kit (10002205) | 1g | 12 months | 2-8 °C | Milk proteins | ELISA | Microtiter plate | No
https://foodtestcompass.com/bovine-total-milk-protein-elisa-kit | Food allergens | Milk | Bovine Total Milk Protein ELISA kit | CIP rinse water, | Food ingredients, processed food products | Environmental SWAB | 50'-65' | QN | No |  |  | 0.0058 ppm | 3M | 96 | 5 | Sandwich immunoassay | E96MLK | Allergen Protein ELISA kit | GR, EX, DI, SH, HE, CE, SE, DL, SH | EX, DI, SH, HE, CE, SE, DL, SH |  | 0.5 g, 0.5 ml |  | 2-8 °C | Milk proteins | ELISA | Microtiter plate | No
https://foodtestcompass.com/veratox-for-total-milk-allergen | Food allergens | Milk | Veratox for Total Milk Allergen | Liquid food samples (e.g. juices, wine, sauces, sorbets), | Food samples |  | 30' | QN | No |  | 2.5-15 ppm (NFDM non-fat dry milk) | 1 ppm (NFDM non-fat dry milk) | NEOGEN | 48 | 5 | Sandwich immunoassay | 8470 | Veratox® | GR, EX, HE, CE, DI | EX, HE, (CE) |  |  |  |  | Casein and whey proteins | ELISA |  | No
https://foodtestcompass.com/sensispec-elisa-milk | Food allergens | Milk | SENSISpec ELISA Milk | Liquid food samples (e.g. orange juice, wine), | Food samples (e.g.cookies, bread crumbs, sausage, soy products and chocolate) |  | 60' | QN | No |  | 0.4-10 ppm | 0.05 ppm. For calculation of the amount of a corresponding raw product, the milk protein concentration has to be multiplied with a product specific conversion factor: non fat milk powder 2.7, whole milk powder 4.4, caseinate 1.0, BLG 1.1 | EUROFINS TECHNOLOGIES | 48; 96 | 5 | Sandwich immunoassay | HU0030038; HU0030014 | SENSISpec ELISA | GR, EX, DI, SH, HE (60 °C, 15'), CE, (FI), with sausage/meat DI | EX, DI, SH, HE (60 °C, 15'), CE, (FI) |  | 0.5g, 0.5ml | 13 months | 2-8 °C | Milk proteins | ELISA | Microtiter plate | No
https://foodtestcompass.com/ridascreenrfast-milk | Food allergens | Milk | RIDASCREEN®FAST Milk | Raw ingredients and processed food product (e.g. juice, wine, beer), | Raw ingredients and processed food product (e.g. sausages, ice cream, chocolate, bakery goods, cake and bread mix, soups, sauces, dressings) |  | 75' | QN | Yes |  |  | 0.7 ppm | R-BIOPHARM | 48 | 5 | Sandwich immunoassay | R4652 | RIDASCREEN®FAST | GR, DI, SH, EX, HE (100 C°, 10'), CH, DI, SH, HE (60 C°, 10'), CH, CE, FI, DI | DI, SH, EX, HE (100 C°, 10'), CH, DI, SH, HE (60 C°, 10'), CH, CE, FI, DI |  | 1g, 1ml |  | 2-8 °C | Milk proteins | ELISA | Microtiter plate (6 strips with 8 removable wells each) | Yes
https://foodtestcompass.com/total-milk-residue-kit | Food allergens | Milk | Total Milk Residue Kit |  |  |  | 45', | QN | No |  | 0.25-2.5 ppm | / | ELISASYSTEMS | 48 | 5 | Sandwich immunoassay | ESTMLK-48 | Residue Kit | [5 empty] | 2-8 °C |  | ELISA | Microtiter plate | No
https://foodtestcompass.com/milk-ii-alert-elisa-kit | Food allergens | Milk | Milk II Alert ELISA Kit | Liquid food products, raw and processed (e.g., juice, vinegar, wine), | Food products, raw and processed (e.g., bakery products, cereals, baby food, foods containing polyphenols) |  |  | QN | No |  | 0.5-7.5 ppm | 0.25 ppm | 4LAB DIAGNOSTICS | 48; 96 | 5 | Sandwich immunoassay | IC-02-1102; IC-02-1103 | Alert ELISA Kit | [6 empty] | ?, ? e ? casein | ELISA | Microtiter plate | No
https://foodtestcompass.com/proteon-milk | Food allergens | Milk | Proteon Milk | Liquid food samples, | Food samples | Yes | 90' | QN | No |  |  | 0.03 ppm | ZEULAB | 48; 96 | NA | Sandwich immunoassay | ZE/PR/LS48; ZE/PR/LS | Proteon | [6 empty] | ?-Lactoglobulin | ELISA | Microtiter plate | No
https://foodtestcompass.com/proteon-milk-30 | Food allergens | Milk | Proteon Milk 30 | Liquid food samples, | Food samples | Yes | 30' | QN | No |  |  | 0.03 ppm | ZEULAB | 48 | NA | Sandwich immunoassay | ZE/PR/LS30 | Proteon | [6 empty] | ?-Lactoglobulin | ELISA | Microtiter plate | No
https://foodtestcompass.com/fast-elisa-ver-iii-milk | Food allergens | Milk | FAST ELISA Ver. III Milk | Liquid food samples, | Food samples |  |  | QN | No |  |  | / | COSMOBIO | 96 | NA | Sandwich immunoassay | NPH-999100434EX | FAST ELISA Ver. III | GR, EX, SH, CE, (PH), (FI), DI |  |  | 1g | 6 months | 2-8 °C | Milk proteins | ELISA | Microtiter plate | No
https://foodtestcompass.com/alertox-elisa-milk | Food allergens | Milk | AlerTox ELISA Milk | Liquid food samples (e.g. wine), | Food samples |  |  | QN | No |  |  | 0.05 ppm | HYGIENA | 96 | 5 | Sandwich immunoassay | KIT3041 | AlerTox ELISA | GR, EX, HE, SH, CE, (FI), CH, (DI) | Wine samples: EX, (CE) |  | 0.5g, 0.5 ml | 13 months | 2-8 °C | Whole milk proteins | ELISA | Microtiter plate | Yes
https://foodtestcompass.com/milk-elisa | Food allergens | Milk | Milk ELISA | Liquid food samples (e.g. orange juice and wine), | Food samples (e.g. cookies, bread crumbs, sausage, soy products and chocolate) |  | 60' | QN | No |  |  | 0.05 ppm | BIOSYSTEMS ES | 96 | 5 | Sandwich immunoassay | 14123 | ELISA | GR, DI, EX, HE, SH, CE, (FI) | DI, EX, HE, SH, CE, (FI) |  | 1g, 1ml |  | 2-8 °C | Milk proteins | ELISA | Microtiter plate | No
https://foodtestcompass.com/fastkit-slim-peanut | Food allergens | Peanut | Fastkit Slim Peanut | Liquid food samples, | Food samples |  | 15' | QL | No |  |  | 0.025ppm unheated antigen (5ppm in food) | COSMOBIO | 20 | NA | Sandwich immunoassay | NPH-NFS005 | Fastkit Slim | GR, EX, SH, CE (4°C; 20'), FI, DI (PH) | EX, SH, CE (4°C), FI, DI (PH) |  | 2g | 12 months | 2-8 °C | Peanut protein | LFD | Test strips | No
https://foodtestcompass.com/peanut-rapid-test | Food allergens | Peanut | Peanut Rapid Test | Liquid food samples, | Food samples | Yes (kitchens and production facilities) | 10' | QL | No |  |  | 5 ppm (by dry weight), the sensitivity decreases with heating of the food (cooking) and in fat-rich environment (e.g. in presence of oil or cream) | BIOSYSTEMS ES | 10 | NA | Sandwich immunoassay | 14213 | Rapid Test | GR, EX, SH, SE, (FI) | EX, SH, SE |  | 0.1-0.5g, 1ml |  | 2-30 °C | All members of arachin/conarachin family, including most relevant allergens Ara h 1, Ara h 2 and Ara h 3 | LFD | Test strips | No
https://foodtestcompass.com/rapid-test-pro-ii-for-peanut | Food allergens | Peanut | Rapid Test Pro II for Peanut | Rinse water, | Food samples | Yes | 15' | QL | No |  |  | 5ppm, 1ug/swab | MORINAGA | 10 | NA | Sandwich immunoassay | M2265 | Rapid Test Pro II | GR, EX, SH, HE (90°C), CH, SH, SE, (CE and/or FI), DI, SH; GR, EX, SH, SE, (CE and/or FI), DI, SH | EX, SH, HE (90°C; 10'), CH, SH, SE, DI, SH; EX, SH, CH, SH, SE, DI, SH | SW, EX, SH, HE (90°C), CH, SH, SE, (CE and/or FI), DI, SH; SW, EX, SH, SE, (FI or SE), DI, SH |  |  | 2-8 °C | Peanut protein | LFD | Test strips | No
https://foodtestcompass.com/lateral-flow-peanut | Food allergens | Peanut | Lateral Flow Peanut | Liquid food samples, | Food samples | Yes | 10' | QL | No |  |  | 1ppm | R-BIOPHARM | 10; 25 | NA | Sandwich immunoassay | BL606-10; BL606-25 | Laterl Flow | GR, EX, FI | EX, FI | SW, EX |  |  | 2-25 °C | Peanut protein | LFD | Test strips | Yes
https://foodtestcompass.com/reveal-3-d-for-peanut | Food allergens | Peanut | Reveal 3-D for Peanut | CIP rinse water, |  | Yes | 5' | QL | No |  |  | 5 ppm, 1 µg/100 cm2 swab | NEOGEN | 10 | NA | Sandwich immunoassay | 901041L | Reveal® 3-D |  | EX, SH, SE | SW, EX, SH, SE |  |  | 2-8 °C | Peanut protein | LFD | Test strips | No
https://foodtestcompass.com/agitest-food-allergen-rapid-test-peanut | Food allergens | Peanut | Agitest Food Allergen Rapid Test Egg | Liquid food samples, beverages, | Food samples (inbound ingredients, final products) | Yes (shared facilities, surface swab) | 15' | QL | No |  |  | 1 ppm; 0.1 µg/100 cm2 swab | REGABIO | 20 | NA | Sandwich immunoassay | RT 10106020 | Agitest Food Allergen Rapid Test | GR, EX, SH, SE | EX, SH | SW, EX, SH, SE | 0.3g, 50uL |  | 2-30 °C | Peanut protein | LFD | Test strips | No
https://foodtestcompass.com/peanut-protein-rapid-test | Food allergens | Peanut | Peanut Protein Rapid Test | Rinse water, liquid food samples, | Food samples (inbound ingredients, final processed products) | Yes | 11' | QL | No |  |  | 1ppm | 3M | 25 | NA | Sandwich immunoassay | L25PNT | Rapid Test | GR, EX, SH, CE | EX, SH, PH (5-10); diverse DI for diverse matrices; Chocolate: EX I, SH I, EX II, SH II, CE | SW, EX, SH | 0.2g |  | 2-8 °C | Peanut protein | LFD | Test strips | No
https://foodtestcompass.com/agrastrip-peanut | Food allergens | Peanut | AgraStrip Peanut | Rinse water, liquid food samples, beverages, | Food samples (raw ingredients, final processed products) | Yes | 11' | QL | No |  |  | 1 ppm; 1ug/25cm2 swab | ROMERLABS | 10 | NA | Sandwich immunoassay | 10001988 (COKAL0110AS) | AgraStrip | GR, EX, SH, BU, SH, SE | EX, SH, SE | SW, EX, SH, SE | 0.2g, 0.2 mL |  | 15-25 °C | Peanut protein | LFD | Test strips | No
https://foodtestcompass.com/pribostriptm-peanut-rapid-test-strips | Food allergens | Peanut | PriboStripTM Peanut Rapid Test Strips | Liquid food samples, | Food samples | Yes | 15' | QL | No |  |  | 0.1 ppm | PRIBOLAB | 20 |  | Sandwich immunoassay | PRS-A20 | PriboStrip |  |  |  |  | 12 months | 2-8 °C | Peanut protein | LFD | Test strips | No
https://foodtestcompass.com/agraquant-peanut | Food allergens | Peanut | AgraQuant Peanut | Liquid food samples, rinse waters, | Yes, both raw and processed | Ye | 60' | QN | No |  | 1-40 ppm | 0.1ppm | ROMERLABS | 48 | 5 | Sandwich immunoassay | 10001990 (COKAL0148) | AgraQuant | GR, EX, HE, CE or FI | DI, HE, CE or FI | Please use Agraquant Allergen Swabbing kit (10002205) | 1g | 12 months | 2-8 °C | Peanut | ELISA | Microtiter plate | No
https://foodtestcompass.com/agraquant-plus-peanut | Food allergens | Peanut | AgraQuant Plus Peanut | Liquid food samples, rinse waters, | Yes, both raw and processed | Yes |  | QN | No |  | 1-25ppm | 0.5 ppm , 50 µg/L (rinse water), 0.05 µg/swab | ROMERLABS | 48 | 5 | Sandwich immunoassay | 10001992 (COKAL0148F) | AgraQuant Plus | GR, EX, DI, HE, SH, CE or Fi | DI, HE, SH, CE or Fi | Please use Agraquant Allergen Swabbing kit (10002205) |  | 12 months | 2-8 °C | Peanut | ELISA | Microtiter plate | No
https://foodtestcompass.com/peanut-residue-kit | Food allergens | Peanut | Peanut Residue Kit | Liquid food samples, | Food samples | Yes | 35' | QN | No |  |  | 0.125ppm | ELISASYSTEMS | 48 | 5 | Sandwich immunoassay | ESPRDS-48 | Residue Kit | GR, EX, (PH), HE; SH; CH, SE, (CE) | DI, EX, (PH), HE, SH, CH, SE, (CE) | SW, EX, HE, SH, CH, SE | 5g, 5mL |  | 2-8 °C | Peanut (Ara h2 protein) | ELISA | Microtiter plate | No
https://foodtestcompass.com/peanut-elisa-kit | Food allergens | Peanut | Peanut ELISA kit | CIP rinse water, liquid food samples, | Food ingredients, processed food products | Yes | 50'-65' | QN | No |  |  | 0.0067ppm | 3M | 96 | 5 | Sandwich immunoassay | E96PNT | Allergen Protein ELISA kit | GR, EX, DI, SH, HE, CE, SE, DL, SH | EX, DI, SH, HE, CE, SE, DL, SH |  | 0.5 g, 0.5 ml |  | 2-8 °C |  | ELISA | Microtiter plate | No
https://foodtestcompass.com/veratox-for-peanut-allergen | Food allergens | Peanut | Veratox for Peanut Allergen | Liquid food samples, | Food samples (e.g. cookies, crackers, chocolate bars, ice cream and cereals) |  |  | QN | No |  | 2.5-25 ppm | 1 ppm | NEOGEN | 48 | 5 | Sandwich immunoassay | 8430 | Veratox® | GR, EX, HE, CE or FI | EX, HE, CE or FI |  |  |  |  | Peanut proteins | ELISA | Microtiter plate | No
https://foodtestcompass.com/biokits-peanut | Food allergens | Peanut | Biokits Peanut | Liquid food samples, | Food samples | Yes | 75' | QN | Yes |  | 1-20 ppm | 0.1 ppm | NEOGEN | 96 | 5 | Sandwich immunoassay | 902048Q | Biokits | GR, EX, HE, CE or Fi | EX, HE, CE or Fi |  |  |  |  | Conarachin (Ara h1 protein) | ELISA | Microtiter plate | No
https://foodtestcompass.com/peanut-elisa-kit-morinaga | Food allergens | Peanut | Peanut ELISA Kit | Liquid food samples, | Food samples (e.g. breakfast cereal, cookie, ice cream and milk chocolate) | No | 120' | QN | No |  | 0.31-20 ppm | 0.31 ppm | MORINAGA | 96 | 7 | Sandwich immunoassay | M2104 | ELISA Kit | GR, EX, SH, HE, CH, SH, PH, CE, (FI), DI; GR, EX, SH, PH, (CE, FI), DI | HE, EX, CH, (SH), PH, (CE, FI), DI |  | 1g |  | 2-8 °C | Peanut protein | ELISA | Microtiter plate (12 strips, breakable) | No
https://foodtestcompass.com/peanut-elisa-kit-ii | Food allergens | Peanut | Peanut ELISA Kit II | Liquid food samples, superior in highly processed foods, | Food samples, superior in highly processed foods |  | 110' | QN | No |  | 0.31-20 ppm | 0.31 ppm | MORINAGA | 96 | 7 | Sandwich immunoassay | M2116 | ELISA Kit II | GR, EX, HE, CH, PH, (CE, FI), DI; GR, EX, SH, PH, (CE, FI), DI | HE, EX, CH, (SH), PH, (CE, FI), DI |  | 1g |  | 2-8 °C | Peanut protein | ELISA | Microtiter plate (12 strips, breakable) | No
https://foodtestcompass.com/sensispec-elisa-peanut | Food allergens | Peanut | SENSISpec ELISA Peanut | Liquid food samples, | Food samples (e.g. cookies, cereals, ice cream and chocolate) |  | 60' | QN | No |  | 1-40 ppm | 0.1 ppm | EUROFINS TECHNOLOGIES | 48; 96 | 5 | Sandwich immunoassay | HU0030043; HU0030019 | SENSISpec ELISA | GR, EX, DI, SH, HE (60 °C, 15'), CE, (FI) | EX, DI, SH, HE (60 °C, 15'), CE, (FI) |  | 1g, 1ml | 13 months | 2-8 °C | Peanut protein | ELISA | Microtiter plate | No
https://foodtestcompass.com/ridascreenrfast-peanut | Food allergens | Peanut | RIDASCREEN®FAST Peanut | Liquid raw ingredients and processed/heated food product, | Raw ingredients and processed/heated food product |  | 50' | QN | Yes |  |  | 0.13 ppm peanut, 0.03 ppm peanut protein | R-BIOPHARM | 48 | 5 | Sandwich immunoassay | R6202 | RIDASCREEN®FAST | GR, EX, SH, HE, SH, CE and/or FI; with skim milk powder added before EX for tannin or polyphenol | EX, SH, HE, SH, CE and/or FI; with skim milk powder added before EX for tannin or polyphenol containing samples (e.g. spices, pepper, paprika, chocolate, caramel, and ice cream) |  | 1g |  | 2-8 °C | Peanut proteins | ELISA | Microtiter plate (6 strips with 8 removable wells each) | Yes
https://foodtestcompass.com/fast-elisa-ver-iii-peanut | Food allergens | Peanut | FAST ELISA Ver. III Peanut | Liquid food samples, | Food samples |  |  | QN | No |  |  | / | COSMOBIO | 96 | NA | Sandwich immunoassay | NPH-999100432-EX | FAST ELISA Ver. III | GR, EX, SH, CE, (PH), (FI), DI |  |  | 1g | 6 months | 2-8 °C | Peanut proteins | ELISA | Microtiter plate | No
https://foodtestcompass.com/alertox-elisa-peanut | Food allergens | Peanut | AlerTox ELISA Peanut | Liquid food samples (e.g. wine), | Food samples |  |  | QN | No |  | Gum arabic 0.003% | 0.3 ppm | HYGIENA | 96 | 5 | Sandwich immunoassay | KIT3048 | AlerTox ELISA | GR, EX, HE, SH, CE, (FI), CH, (DI) | Wine samples: EX, (CE) |  | 0.5g, 0.5 ml | 13 months | 2-8 °C | Whole seed | ELISA | Microtiter plate | Yes
https://foodtestcompass.com/peanut-elisa | Food allergens | Peanut | Peanut ELISA | Liquid food samples, | Food samples (e.g. cookies, cereals, ice cream and chocolate) |  | 60' | QN | No |  |  | 0.1 ppm | BIOSYSTEMS ES | 96 | 5 | Sandwich immunoassay | 14126 | ELISA | GR, DI, EX, HE, SH, CE, (FI) | DI, EX, HE, SH, CE, (FI) |  | 1g |  | 2-8 °C | Peanut proteins | ELISA | Microtiter plate | No
https://foodtestcompass.com/revealr-for-peanut | Food allergens | Peanut | Reveal® for Peanut | CIP rinse water, | Food samples (e.g. cookies, crackers, chocolate bars, ice cream and cereals) | Yes | 10' | QL | No |  |  | 5 ppm | NEOGEN | 25 | NA | Sandwich immunoassay | 8438 | Reveal® | GR, EX, SH, SE | EX, SH, SE | SW, EX, SH |  |  | 2-8 °C | Peanut proteins | LFD | Test strips | No
https://foodtestcompass.com/alertox-sticks-fish | Food allergens | Fish | AlerTox Sticks Fish | Liquid food products (e.g. beverages and sauces), rinses from cutters and washes from surfaces used in production and storage of foods, | Food products (not recommended for the following products: canned tuna fish, tinned anchovy, tinned sardin) | Yes (kitchens and production facilities) | 10' | QL | No | Yes | NA | 0.5 ppm (sensitivity variable among species, decreases with heated food, in fat-rich environments and in canned foods) | HYGIENA | 10 | NA | Sandwich immunoassay | KIT3038 | AlerTox Sticks | GR, EX, SH, SE | EX, SH, (SE) | SW, EX, SH | 1g, 3ml | 6-18 months | 10-30 °C | Tropomyosin | LFD | Test strips | Yes
https://foodtestcompass.com/fish-rapid-test | Food allergens | Fish | Fish Rapid Test | Liquid food samples, | Food samples | Yes | 10' | QL | No |  | NA | 1 ppm (by wet weight) or 0.35 ppm (by dry weight) of cod muscle tissue homogenate in model extract | BIOSYSTEMS ES | 10 | NA | Sandwich immunoassay | 14211 | apid Test | GR, EX, SH, SE, (FI) | EX, SH, SE |  | 0.1-0.5g, 1ml |  | 2-30 °C | Fish proteins (tropomyosin) | LFD | Test strips | No
https://foodtestcompass.com/sensistrip-fish | Food allergens | Fish | SensiStrip Fish | Liquid food samples, | Food Samples (inbound goods and processed products) | Yes | 15' | QL | No | Yes |  | 0.01 ppm (codfish Gadus macrocephalus protein) | EUROFINS TECHNOLOGIES | 20 | NA | Sandwich immunoassay | HU0030094 | SensiStrip | GR, DI, EX, SH, SE | DI, EX, SH | SW, EX, SH, SE | 0.3g, 50ul |  | 2-30 °C | Fish allergenic proteins | LFD | Test strips | No
https://foodtestcompass.com/agitest-food-allergen-rapid-test-fish | Food allergens | Fish | Agitest Food Allergen Rapid Test Fish | Liquid food samples, beverages, | Food samples (inbound ingredients, final products) | Yes (shared facilities, surface swab) | 15' | QL | No |  |  | 0.1 ppm, 0.01 ug/swab | REGABIO | 20 | NA | Sandwich immunoassay | RT 10176020 | Agitest Food Allergen Rapid Test | GR, EX, SH, SE | EX, SH | SW, EX, SH, SE | 0.3g, 50uL |  | 2-30 °C | Codfish | LFD | Test strips | No
https://foodtestcompass.com/fish-protein-rapid-test | Food allergens | Fish | Fish Protein Rapid Test | CIP rinse water, liquid food samples, | Food samples (inbound ingredients, final processed products) | Yes | 11' | QL | No |  |  | 1 ppm | 3M | 25 | NA | Sandwich immunoassay | L25FSH | Rapid Test | GR, EX, SH, CE | EX, SH, PH (5-10); diverse DI for diverse matrices; Chocolate: EX I, SH I, EX II, SH II, CE | SW, EX, SH | 0.2 g |  | 2-8 °C | Fish proteins | LFD | Test strips | No
https://foodtestcompass.com/agraquant-fish | Food allergens | Fish | AgraQuant Fish | Liquid food samples, rinse waters, | Yes, both raw and processed | Yes | 60' | QN | No |  | 4-100 ppm | 1.4 ppm | ROMERLABS | 48 | 5 | Sandwich immunoassay | 10002083 (COKAL2548) | AgraQuant | GR, EX, HE, CE or FI | DI, HE, CE or FI | Please use Agraquant Allergen Swabbing kit (10002205) | 1g | 12 months | 2-8 °C | Fish (parvalbumin) | ELISA | Microtiter plate | No
https://foodtestcompass.com/fish-protein-elisa-kit | Food allergens | Fish | Fish Protein ELISA kit | CIP rinse water, liquid food samples, | Food ingredients, processed food products | Environmental SWAB |  | QN | No |  |  | 0.0027 ppm | 3M | 96 | 5 | Sandwich immunoassay | E96FSH | Allergen Protein ELISA kit | GR, EX, DI, SH, HE, CE, SE, DL, SH | EX, DI, SH, HE, CE, SE, DL, SH |  | 0.5 g, 0.5 ml |  | 2-8 °C | Fish (parvalbumin) | ELISA | Microtiter plate | No
https://foodtestcompass.com/sensispec-elisa-fish-parvalbumin | Food allergens | Fish | SENSISpec ELISA Fish (Parvalbumin) | Liquid food samples (e.g. wine, soups), | Food samples (e.g. sauces, crackers, surimi) |  | 60' | QN | No |  | 4-100 ppm | 1.4 ppm (cod). If the fish species of the sample is known, the amount of the appropriate species can be calculated by multiplying the test result (cod) with a species specific conversion factor | EUROFINS TECHNOLOGIES | 48; 96 | 5 | Sandwich immunoassay | HU0030032; HU0030008 | SENSISpec ELISA | GR, EX, DI, SH, HE (60 °C, 15'), CE, (FI) | EX, DI, SH, HE (60 °C, 15'), CE, (FI) |  | 1g | 24 months | 2-8 °C | Fish protein (Parvalbumin) | ELISA | Microtiter plate | No
https://foodtestcompass.com/alertox-elisa-fish | Food allergens | Fish | AlerTox ELISA Fish | Liquid food samples (e.g. red wine), | Food samples (e.g. cracker, surimi, soup) |  |  | QN | No |  |  | 1.4 ppm | HYGIENA | 96 | 5 | Sandwich immunoassay | KIT3060 | AlerTox ELISA | GR, EX, HE, SH, CE, (FI), CH, (DI) | Wine samples: EX, (CE) |  | 0.5g, 0.5 ml | 24 months | 2-8 °C | Fresh fish meat | ELISA | Microtiter plate | Yes
https://foodtestcompass.com/fish-elisa | Food allergens | Fish | Fish ELISA | Liquid food samples (e.g. wine, soups, sauces), | Food samples (e.g. crackers, surimi and asia products) |  | 60' | QN | No |  |  | 1.4 ppm | BIOSYSTEMS ES | 96 | 5 | Sandwich immunoassay | 14118 | ELISA | GR, DI, EX, HE, SH, CE, (FI) | DI, EX, HE, SH, CE, (FI) |  | 1g |  | 2-8 °C | Fish proteins | ELISA | Microtiter plate | No
https://foodtestcompass.com/alertox-sticks-crustacean | Food allergens | Crustacea | AlerTox Sticks Crustacean | Liquid food samples (e.g. beverages and sauces), rinses from cutters and washes from surfaces used in production and storage of foods, | Food products | Yes (kitchens and production facilities) | 10' | QL | No | Yes | NA | 10 ppm (100-1,000 times lower for Arthropoda) | HYGIENA | 10 | NA | Sandwich immunoassay | KIT3036 | AlerTox Sticks | GR, EX, SH, SE | EX, SH, (SE) | SW, EX, SH | 1g, 3ml | 6-18 months | 10-30 °C | Crustacean proteins (tropomyosin, Met e 1, Cra c 1), antigens of phylum Arthropoda (insects, mites and spiders) | LFD | Test strips | Yes
https://foodtestcompass.com/crustacean-rapid-test | Food allergens | Crustacea | Crustacean Rapid Test | Liquid food samples, | Food samples | Yes | 10' | QL | No |  |  | 2 ppm (wet weight), 0.45 ppm (dry weight); Arthropoda sensitivity 500-1,000 times lower than for crustaceans | BIOSYSTEMS ES | 10 | NA | Sandwich immunoassay | 14208 | Rapid Test | GR, EX, SH, SE, (FI) | EX, SH, SE |  | 0.1-0.5g, 1ml |  | 2-30 °C | Crustacean (tropomyosin, allergen Met e 1 of common shrimp, Art fr 5 of brine shrimp, Cra c 1 of North Sea shrimp and similar proteins of other species); capable of detecting the antigens of phylum Arthropoda (insects, mites and spiders) | LFD | Test strips | No
https://foodtestcompass.com/lateral-flow-crustacean | Food allergens | Crustacea | Lateral Flow Crustacean | Liquid food samples, | Food samples | Yes | 10' | QL | No |  |  | 10 ppm | R-BIOPHARM | 10; 25 | NA | Sandwich immunoassay | BL616-10; BL616-25 | Laterl Flow | GR, EX, FI | EX, FI | SW, EX |  |  | 2-25 °C | Crustacean | LFD | Test strips | No
https://foodtestcompass.com/reveal-3-d-for-crustacea | Food allergens | Crustacea | Reveal 3-D for Crustacea | CIP rinse water, |  | Yes | 5' | QL | No |  |  | 5-10 ppm, 40 ?g/100 cm2 swab | NEOGEN | 10 | NA | Sandwich immunoassay | 902081S | Reveal 3-D |  | EX, SH, SE | SW, EX, SH |  |  | 2-8 °C | Crustacean | LFD | Test strips | No
https://foodtestcompass.com/agrastrip-crustacea | Food allergens | Crustacea | AgraStrip Crustacea | Rinse water, liquid food samples, beverages, | Food samples (raw ingredients, final processed products) | Yes | 11' | QL | No |  |  | 2 ppm (dry weight), 10 ppm (wet weight), 10 µg/25cm2 swab (wet weight) | ROMERLABS | 10 | NA | Sandwich immunoassay | 10002074 (COKAL2210AS) | AgraStrip | GR, EX, SH, BU, SH, SE | EX, SH, SE | SW, EX, SH, SE | 0.2 g, 0.2 mL |  | 15-25 °C | Crustacea | LFD | Test strips | No
https://foodtestcompass.com/agraquant-crustacea | Food allergens | Crustacea | AgraQuant Crustacea | Liquid food samples, rinse waters, | Yes, both raw and processed | Yes | 60' | QN | No |  | 0.02-0.4 ppm tropomyosin, 0.1-2 ppm crustacea protein | 0.0009 ppm tropomyosin (0.0045 ppm crustacea protein) | ROMERLABS | 48 | 5 | Sandwich immunoassay | 10002076 (COKAL2248) | AgraQuant | GR, EX, DI, HE, SH, CE or Fi | DI, HE, SH, CE or Fi | Please use Agraquant Allergen Swabbing kit (10002205) |  | 12 months | 2-8 °C | Crustacea (tropomyosin) | ELISA | Microtiter plate | No
https://foodtestcompass.com/crustacean-residue-kit | Food allergens | Crustacea | Crustacean Residue Kit | Food liquid samples, | Food samples | Yes | 60' | QN | No |  |  | / | ELISASYSTEMS | 48 | 5 | Sandwich immunoassay | ESCRURD-48 | Residue Kit | [5 empty] | 2-8 °C | Crustacea (tropomyosin) | ELISA | Microtiter plate | No
https://foodtestcompass.com/crustacean-protein-elisa-kit | Food allergens | Crustacea | Crustacean Protein ELISA kit | CIP rinse water, liquid food samples, | Food ingredients, processed food products | Environmental SWAB |  | QN | No |  |  | 0.0102 ppm | 3M | 96 | 5 | Sandwich immunoassay | E96CRU | Allergen Protein ELISA kit | GR, EX, DI, SH, HE, CE, SE, DL, SH | EX, DI, SH, HE, CE, SE, DL, SH |  | 0.5 g, 0.5 ml |  | 2-8 °C | Crustacean proteins | ELISA | Microtiter plate | No
https://foodtestcompass.com/veratox-for-crustacea-allergen | Food allergens | Crustacea | Veratox for Crustacea Allergen | Liquid food samples ,CIP rinse water, | Food samples (processed products and ingredients) |  | 30' | QN | No |  | 2.5-25 ppm | / | NEOGEN | 48 | 5 | Sandwich immunoassay | 8520 | Veratox® | GR, EX, HE, CE or FI | EX, HE, CE or FI |  | 0.5 g, 0.5 ml |  |  | Crustacean proteins | ELISA | Microtiter plate | No
https://foodtestcompass.com/crustacean-elisa-kit-ii | Food allergens | Crustacea | Crustacean ELISA Kit II | Liquid food samples, | Food samples |  | 110' | QN | No |  | 0.31-20 ppm | 0.31 ppm | MORINAGA | 96 | 7 | Sandwich immunoassay | M2118 | ELISA Kit II | GR, EX, SH, HE, CH, SH, PH, CE, (FI), DI; GR, EX, SH, PH, CE, (FI), DI | HE, EX, CH, (SH), PH, (CE, FI), DI |  | 1g |  | 2-8 °C | Crustacean protein (tropomyosin) | ELISA | Microtiter plate (12 strips, breakable) | No
https://foodtestcompass.com/sensispec-elisa-crustaceans-tropomyosin | Food allergens | Crustacea | SENSISpec ELISA Crustaceans (Tropomyosin) | Liquid food samples (e.g. soups), | Food samples (e.g. fish products, dressings, bakery products and meat products) |  | 60' | QN | No |  | 0.02-0.4 ppm | 0.0009 ppm. The determined amount of tropomyosin [ppb] can be used to calculate the amount of the corresponding crustacean raw product (dry weight) using a conversion factor: crab blanched 230 cooked 520, shrinmp (raw and cooked) 70, spiny lobster raw 862 | EUROFINS TECHNOLOGIES | 48; 96 | EUROFINS TECHNOLOGIES | Sandwich immunoassay | HU0030030; HU0030006 | SENSISpec ELISA | GR, EX, DI, SH, HE (40 °C, 15'), CE, (FI) | EX, DI, SH, HE (40 °C, 15'), CE, (FI) |  | 1g, 1ml | 24 months | 2-8 °C | Crustacean protein (Tropomyosin) | ELISA | Microtiter plate | No
https://foodtestcompass.com/ridascreenrfast-crustacean | Food allergens | Crustacea | RIDASCREEN®FAST Crustacean | Raw ingredients and processed/heated food product, | Raw ingredients and processed/heated food product |  |  | QN | No |  |  | 2 ppm | R-BIOPHARM | 48 | 5 | Sandwich immunoassay | R7312 | RIDASCREEN®FAST | GR, EX, SH, HE, CH, CE and/or FI | EX, SH, HE, CH, CE and/or FI |  | 1g, 1ml |  | 2-8 °C | Crustacean protein | ELISA | Microtiter plate (6 strips with 8 removable wells each) | No
https://foodtestcompass.com/alertox-elisa-crustacean | Food allergens | Crustacea | AlerTox ELISA Crustacean | Liquid food samples (e.g. soy souce), | Food samples (e.g. cracker, meat, fish) |  |  | QN | No |  |  | 0.001 ppm | HYGIENA | 96 | 5 | Sandwich immunoassay | KIT3059 | AlerTox ELISA | GR, EX, HE, SH, CE, (FI), CH, (DI) | Wine samples: EX, (CE) |  | 0.5g, 0.5 ml | 24 months | 2-8 °C | Tropomyosin | ELISA | Microtiter plate | Yes
https://foodtestcompass.com/crustaceans-elisa | Food allergens | Crustacea | Crustaceans ELISA | Liquid food samples, | Food samples (e.g. fish products, soups, dressings, bakery products and meat products) |  | 60' | QN | No |  |  | 0.0009 ppm | BIOSYSTEMS ES | 96 | 5 | Sandwich immunoassay | 14116 | ELISA | GR, DI, EX, HE, SH, CE, (FI) | DI, EX, HE, SH, CE, (FI) |  | 1g, 1ml |  | 2-8 °C | Tropomyosin | ELISA | Microtiter plate | No
https://foodtestcompass.com/sensistrip-shellfish | Food allergens | Shellfish | SensiStrip Shellfish | Liquid food samples, | Food Samples (inbound goods and processed products) | Yes | 15' | QL | No | Yes |  | 0.1 ppm. May also positively react with other organism belonging to the phylum Arthropoda, such as insects and arachnids | EUROFINS TECHNOLOGIES | 20 | NA | Sandwich immunoassay | HU0030092 | SensiStrip | GR, DI, EX, SH, SE | DI, EX, SH | SW, EX, SH, SE | 0.3g, 50ul |  | 2-30 °C | Shellfish allergenic proteins | LFD | Test strips | No
https://foodtestcompass.com/agitest-food-allergen-rapid-test-shellfish | Food allergens | Shellfish | Agitest Food Allergen Rapid Test Shellfish | Liquid food samples, beverages, | Food samples (inbound ingredients, final products) | Yes (shared facilities, surface swab) | 15' | QL | No |  |  | 0.1 ppm, 0.01 ug/swab | REGABIO | 20 | NA | Sandwich immunoassay | RT 10166020 | Agitest Food Allergen Rapid Test | GR, EX, SH, SE | EX, SH | SW, EX, SH, SE | 0.3g, 50uL |  | 2-30 °C | Shellfish | LFD | Test strips | No
https://foodtestcompass.com/mollusk-protein-elisa-kit | Food allergens | Mollusc | Mollusk Protein ELISA kit | CIP rinse water, liquid food samples, | Food ingredients, processed food products | Environmental SWAB |  | QN | No |  |  | 0.0072 ppm | 3M | 96 | 5 | Sandwich immunoassay | E96MOL | Allergen Protein ELISA kit | GR, EX, DI, SH, HE, CE, SE, DL, SH | EX, DI, SH, HE, CE, SE, DL, SH |  | 0.5 g, 0.5 ml |  | 2-8 °C | Mollusc proteins | ELISA | Microtiter plate | No
https://foodtestcompass.com/sensispec-elisa-molluscs-tropomyosin | Food allergens | Mollusc | SENSISpec ELISA Molluscs (Tropomyosin) | Liquid food samples (e.g. soups), | Food samples (e.g. fish products, dressings, bakery products and meat products) |  | 60' | QN | No |  | 0.01-0.4 ppm | 0.0017 ppm. The determined amount of tropomyosin can be used to calculate the amount of the corresponding mollusc raw product (wet weight) by a conversion factor | EUROFINS TECHNOLOGIES | 48; 96 | 5 | Sandwich immunoassay | HU0030039; HU0030015 | SENSISpec ELISA | GR, EX, DI, SH, HE (40 °C, 15'), CE, (FI) | EX, DI, SH, HE (40 °C, 15'), CE, (FI) |  | 1g, 1ml | 13 months | 2-8 °C | Mollusc protein (Tropomyosin) | ELISA | Microtiter plate | No
https://foodtestcompass.com/alertox-sticks-hazenut | Food allergens | Hazelnut | AlerTox Sticks Hazenut | Liquid food samples (e.g. beverages and sauces), rinses from cutters and washes from surfaces used in production and storage of foods, | Food products | Yes (kitchens and production facilities) | 10' | QL | No | Yes |  | 20 ppm (sensitivity decreases in an environment rich in fats) | HYGIENA | 10 | NA | Sandwich immunoassay | KIT3035 | AlerTox Sticks | GR, EX, SH, SE | EX, SH, SE | SW, EX, SH | 1g, 3ml | 6-18 months | 10-30 °C | Cor a 9 | LFD | Test strips | Yes
https://foodtestcompass.com/alertox-elisa-hazelnut | Food allergens | Hazelnut | AlerTox ELISA Hazelnut | Liquid food samples, | Food samples (e.g. cookies, cornflake, ice cream, chocolate) |  |  | QN | No |  |  | 0.3 ppm | HYGIENA | 96 | 5 | Sandwich immunoassay | KIT3050 | AlerTox ELISA | GR, EX, HE, SH, CE, (FI), CH, (DI) | Wine samples: EX, (CE) |  | 0.5g, 0.5 ml | 18 months | 2-8 °C | Whole nut | ELISA | Microtiter plate | Yes
https://foodtestcompass.com/hazelnut-rapid-test | Food allergens | Hazelnut | Hazelnut Rapid Test | Liquid food samples, | Food Samples | Yes (kitchens and production facilities) | 10' | QL | No |  |  | 5 ppm (by dry weight of ground raw nuts in model extract), the sensitivity decreases with heating of the food (cooking) and in fat-rich environment (e.g. in presence of oil or cream) | BIOSYSTEMS ES | 10 | NA | Sandwich immunoassay | 14212 | Rapid Test | GR, EX, SH, SE, (FI) | EX, SH, SE |  | 0.1-0.5g, 1ml |  | 2-30 °C | Corylin (legumin-like 11S seed storage protein, allergen Cor a 9) | LFD | Test strips | No
https://foodtestcompass.com/hazel-elisa | Food allergens | Hazelnut | Hazel ELISA | Liquid food samples, | Food samples (e.g. cookies, cereals, ice cream, chocolate) |  | 60' | QN | No |  |  | 0.3 ppm | BIOSYSTEMS ES | 96 | 5 | Sandwich immunoassay | 14120 | ELISA | GR, DI, EX, HE, SH, CE, (FI) | DI, EX, HE, SH, CE, (FI) |  | 1g |  | 2-8 °C | Hazelnut proteins | ELISA | Microtiter plate | No
https://foodtestcompass.com/sensispec-elisa-hazelnut | Food allergens | Hazelnut | SENSISpec ELISA Hazelnut | Liquid food samples, | Food samples (e.g. cookies, cereals, ice cream, chocolate) |  | 60' | QN | No |  | 1-40 ppm | 0.3 ppm | EUROFINS TECHNOLOGIES | 48; 96 | 5 | Sandwich immunoassay | HU0030034; HU0030010 | SENSISpec ELISA | GR, EX, DI, SH, HE (60 °C, 15'), CE, (FI) | EX, DI, SH, HE (60 °C, 15'), CE, (FI) |  | 1g | 18 months | 2-8 °C | Hazelnut proteins | ELISA | Microtiter plate | No
https://foodtestcompass.com/lateral-flow-hazelnut | Food allergens | Hazelnut | Lateral Flow Hazelnut | Liquid food samples, | Food samples | Yes | 10' | QL | No |  |  | 1 ppm | R-BIOPHARM | 10; 25 | NA | Sandwich immunoassay | BL604-10; BL604-25 | Laterl Flow | GR, EX, FI | EX, FI | SW, EX |  |  | 2-25 °C | Hazelnut proteins | LFD | Test strips | No
https://foodtestcompass.com/ridascreenrfast-hazenut | Food allergens | Hazelnut | RIDASCREEN®FAST Hazenut | Raw ingredients and processed/heated food product, | Raw ingredients and processed/heated food product (e.g. cereals, bakery products, ice cream and chocolate) |  | 50' | QN | No |  |  | 0.19 (0.17 – 0.22) ppm | R-BIOPHARM | 48 | 5 | Sandwich immunoassay | R6802 | RIDASCREEN®FAST | GR, DI, EX, SH, HE (60 °C, 10'), CE and/or FI | DI, EX, SH, HE (60 °C, 10'), CE and/or FI |  | 1g, 1ml |  | 2-8 °C | Hazelnut proteins | ELISA | Microtiter plate (6 strips with 8 removable wells each) | Yes
https://foodtestcompass.com/revealr-3-d-hazelnut | Food allergens | Hazelnut | Reveal® 3-D Hazelnut | CIP rinse water, |  | Yes | 5' | QL | No |  |  | 5-10 ppm, 10 ?g/100 cm2 swab | NEOGEN | 10 | NA | Sandwich immunoassay | 902087E | Reveal® 3-D |  | EX, SH, SE | SW, EX, SH |  |  | 2-8 °C | Hazelnut proteins | LFD | Test strips | No
https://foodtestcompass.com/veratoxr-for-hazelnut-allergen | Food allergens | Hazelnut | Veratox® for Hazelnut Allergen | Liquid food samples , | Food samples (e.g. cookies, crackers, chocolate bars, ice cream and cereals) |  | 30' | QN | No |  | 2.5-25 ppm | 1 ppm | NEOGEN | 48 | 5 | Sandwich immunoassay | 8420 | Veratox® | GR, EX, HE, CE or FI | EX, HE, CE or FI | [5 empty] | ELISA | Microtiter plate | No
https://foodtestcompass.com/alertox-sticks-almond | Food allergens | Almond | AlerTox Sticks Almond | Liquid food samples (e.g. beverages and sauces), rinses from cutters and washes from surfaces used in production and storage of foods, | Food products | Yes (kitchens and production facilities) | 10' | QL | No | Yes |  | 20 ppm (sensitivity decreases in an environment rich in fats) | HYGIENA | 10 | NA | Sandwich immunoassay | KIT3033 | AlerTox Sticks | GR, EX, SH, SE | EX, SH, SE | SW, EX, SH | 1g, 3ml | 6-18 months | 10-30 °C | Pru du 6 | LFD | Test strips | Yes
https://foodtestcompass.com/alertox-elisa-almond | Food allergens | Almond | AlerTox ELISA Almond | Liquid food samples, | Food samples (e.g. cookies, cornflake, ice cream, chocolate) |  |  | QN | No |  |  | 0.2 ppm | HYGIENA | 96 | 5 | Sandwich immunoassay | KIT3049 | AlerTox ELISA | GR, EX, HE, SH, CE, (FI), CH, (DI) | Wine samples: EX, (CE) |  | 0.5g, 0.5 ml | 24 months | 2-8 °C | Whole nut | ELISA | Microtiter plate | Yes
https://foodtestcompass.com/almond-rapid-test | Food allergens | Almond | Almond Rapid Test | Liquid food samples, | Food Samples | Yes (kitchens and production facilities) | 10' | QL | No |  |  | 5 ppm (by dry weight), the sensitivity decreases with heating of the food (cooking) and in fat-rich environment (e.g. in presence of oil or cream) | BIOSYSTEMS ES | 10 | NA | Sandwich immunoassay | 14214 | Rapid Test | GR, EX, SH, SE, (FI) | EX, SH, SE |  | 0.1-0.5g, 1ml |  | 2-30 °C | Prunin/amandin protein (legumin-like 11S seed storage protein, allergen Pru du 6) | LFD | Test strips | No
https://foodtestcompass.com/almond-elisa | Food allergens | Almond | Almond ELISA | Liquid food samples, | Food samples (e.g. cookies, cereals, ice cream, chocolate) |  | 60' | QN | No |  |  | 0.2 ppm | BIOSYSTEMS ES | 96 | 5 | Sandwich immunoassay | 14111 | ELISA | GR, DI, EX, HE, SH, CE, (FI) | DI, EX, HE, SH, CE, (FI) |  | 1g |  | 2-8 °C | Almond proteins | ELISA | Microtiter plate | No
https://foodtestcompass.com/sensispec-elisa-almond | Food allergens | Almond | SENSISpec ELISA Almond | Liquid food samples, | Food samples (e.g. cookies, cereals, ice cream, dark chocolate) |  | 60' | QN | No |  | 0.4-10 ppm | 0.2 ppm | EUROFINS TECHNOLOGIES | 48; 96 | 5 | Sandwich immunoassay | HU0030025; HU0030001 | SENSISpec ELISA | GR, EX, DI, SH, HE (60 °C, 15'), CE, (FI) | EX, DI, SH, HE (60 °C, 15'), CE, (FI) |  | 1g | 24 months | 2-8 °C | Almond proteins | ELISA | Microtiter plate | No
https://foodtestcompass.com/sensistrip-almond | Food allergens | Almond | SensiStrip Almond | Liquid food samples, | Food Samples (inbound goods and processed products) | Yes | 15' | QL | No | Yes |  | 0.1 ppm | EUROFINS TECHNOLOGIES | 20 | NA | Sandwich immunoassay | HU0030090 | SensiStrip | GR, DI, SH, EX, SE | DI, SH, EX | SW, EX, SH, SE | 0.3g , 50ul |  | 2-30 °C | Almond proteins | LFD | Test strips | No
https://foodtestcompass.com/lateral-flow-almond | Food allergens | Almond | Lateral Flow Almond | Liquid food samples, | Food samples | Yes | 10' | QL | No |  |  | 1 ppm | R-BIOPHARM | 10; 25 | NA | Sandwich immunoassay | BL601-10; BL601-25 | Laterl Flow | GR, EX, FI | EX, FI | SW, EX |  |  | 2-25 °C | Almond proteins | LFD | Test strips | Yes
https://foodtestcompass.com/ridascreenrfast-mandel-almond | Food allergens | Almond | RIDASCREEN®FAST Mandel/Almond | Raw ingredients and processed/heated food product, | Raw ingredients and processed/heated food product (e.g. cereals, cookies, ice cream and chocolate) |  | 50' | QN | No |  |  | 0.1 (0 – 0.23) ppm | R-BIOPHARM | 48 | 5 | Sandwich immunoassay | R6901 | RIDASCREEN®FAST | GR, EX, SH, HE, CH, CE and/or FI, (PH) | EX, SH, HE, CH, CE and/or FI, (PH) |  | 1g, 1ml |  | 2-8 °C | Almond proteins | ELISA | Microtiter plate (6 strips with 8 removable wells each) | No
https://foodtestcompass.com/revealr-3d-for-almond | Food allergens | Almond | Reveal® 3D for Almond | CIP rinse water, |  | Yes | 5' | QL | No |  |  | 5 ppm, 1 ?g/100 cm2 swab | NEOGEN | 10 | NA | Sandwich immunoassay | 902086G | Reveal® 3D |  | EX, SH, SE | SW, EX, SH |  |  | 2-8 °C | Almond proteins | LFD | Test strips | No
https://foodtestcompass.com/veratoxr-for-almond | Food allergens | Almond | Veratox® for Almond | Liquid food samples ,CIP rinse water, | Food samples (e.g. cookies, crackers, chocolate bars, ice cream, cereals) | No | 30' | QN | No |  | 2.5-25 ppm | 1 ppm | NEOGEN | 48 | 5 | Sandwich immunoassay | 8440 | Veratox® | GR, EX, HE, CE or FI | EX, HE, CE or FI |  |  |  |  | Almond proteins | ELISA | Microtiter plate | Yes
https://foodtestcompass.com/alertox-sticks-mustard-seed | Food allergens | Mustard | AlerTox Sticks Mustard Seed | Liquid food samples (e.g. beverages and sauces), rinses from cutters and washes from surfaces used in production and storage of foods, | Food products | Yes (kitchens and production facilities) | 10' | QL | No | Yes |  | 2 ppm (sensitivity decreases with heating exceeding 150 °C /302 °F, in fat-rich environments, in matrices with a low pH or when performing the test at temperatures below 18 °C/64.4 °F) | HYGIENA | 10 | NA | Sandwich immunoassay | KIT3040 | AlerTox Sticks | GR, EX, SH, SE | EX, SH, SE | SW, EX, SH | 1g, 3ml | 6-18 months | 10-30 °C | Sin a 2 | LFD | Test strips | Yes
https://foodtestcompass.com/alertox-elisa-mustard | Food allergens | Mustard | AlerTox ELISA Mustard | Liquid food samples (e.g. dressing, soup), | Food samples (e.g. sauage, herb mix) |  |  | QN | No |  |  | 1.5 ppm (sensitivity decreases with heating exceeding 150 °C /302 °F, in fat-rich environments, in matrices with a low pH or when performing the test at temperatures below 18 °C/64.4 °F) | HYGIENA | 96 | 5 | Sandwich immunoassay | KIT3058 | AlerTox ELISA | GR, EX, HE, SH, CE, (FI), CH, (DI) | Wine samples: EX, (CE) |  | 0.5g, 0.5 ml | 24 months | 2-8 °C | Sin a 2 (legumin-like 11S seed storage protein cruciferin, CRU4) | ELISA | Microtiter plate | Yes
https://foodtestcompass.com/mustard-rapid-test | Food allergens | Mustard | Mustard Rapid Test | Liquid food samples, | Food Samples | Yes (kitchens and production facilities) | 10' | QL | No |  |  | 1 ppm (by dry weight of ground raw unprocessed mustard seeds in model extract), the sensitivity decreases with heating of the food (cooking) and in fat-rich environment (e.g. in presence of oil or cream) | BIOSYSTEMS ES | 10 | NA | Sandwich immunoassay | 14216 | Rapid Test | GR, EX, SH, SE, (FI) | EX, SH, SE |  | 0.1-0.5g, 1ml |  | 2-30 °C | Cruciferin CRU4 (11S-globulin, allergen Sin a 2) | LFD | Test strips | No
https://foodtestcompass.com/mustard-elisa | Food allergens | Mustard | Mustard ELISA | Liquid food samples, | Food samples (e.g. sausage, dressings, soups, cheese and mixed herbs.) |  | 60' | QN | No |  |  | 1 ppm | BIOSYSTEMS ES | 96 | 5 | Sandwich immunoassay | 14124 | ELISA | GR, DI, EX, HE, SH, CE, (FI) | DI, EX, HE, SH, CE, (FI) |  | 1g |  | 2-8 °C | Mustard proteins | ELISA | Microtiter plate | No
https://foodtestcompass.com/sensispec-elisa-mustard | Food allergens | Mustard | SENSISpec ELISA Mustard | Liquid food samples (e.g. soup), | Food samples (e.g. sausage, cheese, mixed herbs, dressing) |  | 60' | QN | No |  | 2-60 ppm | 1 ppm | EUROFINS TECHNOLOGIES | 48; 96 | 5 | Sandwich immunoassay | HU0030040; HU0030016 | SENSISpec ELISA | GR, EX, DI, SH, HE (60 °C, 15'), CE, (FI) | EX, DI, SH, HE (60 °C, 15'), CE, (FI) |  | 1g | 24 months | 2-8 °C | Mustard proteins | ELISA | Microtiter plate | No
https://foodtestcompass.com/lateral-flow-mustard | Food allergens | Mustard | Lateral Flow Mustard | Liquid food samples, | Food samples | Yes | 10' | QL | No |  |  | 1 ppm | R-BIOPHARM | 10; 25 | NA | Sandwich immunoassay | BL603-10; BL603-25 | Laterl Flow | GR, EX, FI | EX, FI | SW, EX |  |  | 2-25 °C | Mustard proteins | LFD | Test strips | No
https://foodtestcompass.com/ridascreenrfast-senf-mustard | Food allergens | Mustard | RIDASCREEN®FAST Senf/Mustard | Raw ingredients and processed/heated food product, | Raw ingredients and processed/heated food product (e.g. ketchup, sausage and cream cheese) |  | 50' | QN | No |  |  | 0.1 (0.08 – 0.11) ppm | R-BIOPHARM | 48 | 5 | Sandwich immunoassay | R6152 | RIDASCREEN®FAST | GR, DI, EX, SH, HE (60 °C, 10'), CH, CE and/or FI | DI, EX, SH, HE (60 °C, 10'), CH, CE and/or FI |  | 1g, 1ml |  | 2-8 °C | Mustard proteins | ELISA | Microtiter plate (6 strips with 8 removable wells each) | No
https://foodtestcompass.com/revealr-3-d-mustard | Food allergens | Mustard | Reveal® 3-D Mustard | CIP rinse water, |  | Yes | 5' | QL | No |  |  | 5 ppm, 20 ?g/100 cm2 swab | NEOGEN | 10 | NA | Sandwich immunoassay | 8405 | Reveal® 3-D |  | EX, SH, SE | SW, EX, SH |  |  | 2-8 °C | Mustard proteins | LFD | Test strips | No
https://foodtestcompass.com/eratoxr-for-mustard-allergen | Food allergens | Mustard | eratox® for Mustard Allergen | Liquid food samples, CIP rinse water, | Food samples (e.g. spices, sauces, dressings, meats) |  | 30' | QN | No |  | 2.5-25 ppm | / | NEOGEN | 48 | 5 | Sandwich immunoassay | 8400 | Veratox® | GR, EX, HE, CE or FI | EX, HE, CE or FI | [5 empty] | ELISA | Microtiter plate | No
https://foodtestcompass.com/alertox-elisa-lysozyme | Food allergens | Lysozyme | AlerTox ELISA Lysozyme | Liquid food samples (e.g. wine), | Food samples (e.g. cheese) |  |  | QN | No |  |  | 0.002 ppm | HYGIENA | 96 | 5 | Sandwich immunoassay | KIT3044 | AlerTox ELISA | GR, EX, HE, SH, CE, (FI), CH, (DI) | Wine samples: EX, (CE) |  | 0.5g, 0.5 ml | 24 months | 2-8 °C | Lysozyme | ELISA | Microtiter plate | Yes
https://foodtestcompass.com/lysozyme-elisa | Food allergens | Lysozyme | Lysozyme ELISA | Liquid food samples (e.g. wine), | Food samples (e.g.cheese) | Wine samples: DI, EX | 60' | QN | No |  |  | 0.002 ppm | BIOSYSTEMS ES | 96 | 5 | Sandwich immunoassay | 14122 | ELISA | GR, DI, EX, HE, SH, CE, (FI) |  |  | 1g |  | 2-8 °C | Lysozyme | ELISA | Microtiter plate | No
https://foodtestcompass.com/sensispec-elisa-lysozyme | Food allergens | Lysozyme | SENSISpec ELISA Lysozyme | Liquid food samples (e.g. wine), | Food samples (e.g. cheese) |  | 60' | QN | No |  | 0.025-0.25 ppm | 0.002 ppm | EUROFINS TECHNOLOGIES | 48; 96 | 5 | Sandwich immunoassay | HU0030036; HU0030012 | SENSISpec ELISA | GR, EX, DI, SH, HE (60 °C, 15'), CE, (FI), DI | Wine samples: EX, DI |  | 1g, 1ml | 24 months | 2-8 °C | Lysozyme | ELISA | Microtiter plate | No
https://foodtestcompass.com/ridascreenrfast-lysozym | Food allergens | Lysozyme | RIDASCREEN®FAST Lysozym | Raw ingredients and processed/heated food product (e.g. wine), | Raw ingredients and processed/heated food product (e.g. cheese and sausage) |  | 45' | QN | No |  |  | 0.006 ppm (wine); 0.016 ppm (cheese, sausage) | R-BIOPHARM | 48 | 5 | Sandwich immunoassay | R6452 | RIDASCREEN®FAST | GR, EX, SH, HE, CH, CE and/or FI, DI | EX, SH, HE, CH, CE and/or FI |  | 1g, 1ml |  | 2-8 °C |  | ELISA | Microtiter plate (6 strips with 8 removable wells each) | No
https://foodtestcompass.com/alertox-elisa-cashew | Food allergens | Cashew | AlerTox ELISA Cashew | Liquid food samples, | Food samples (e.g. cookies, cornflake, ice cream, chocolate) |  |  | QN | No |  |  | 0.2 ppm | HYGIENA | 96 | 5 | Sandwich immunoassay | KIT3053 | AlerTox ELISA | GR, EX, HE, SH, CE, (FI), CH, (DI) | Wine samples: EX, (CE) |  | 0.5g, 0.5 ml | 13 months | 2-8 °C | Whole nut | ELISA | Microtiter plate | Yes
https://foodtestcompass.com/cashew-elisa | Food allergens | Cashew | Cashew ELISA | Liquid food samples, | Food samples (e.g. cookies, cereals, ice cream, chocolate) |  | 60' | QN | No |  |  | 0.2 ppm | BIOSYSTEMS ES | 96 | 5 | Sandwich immunoassay | 14114 | ELISA | GR, DI, EX, HE, SH, CE, (FI) | DI, EX, HE, SH, CE, (FI) |  | 1g |  | 2-8 °C | Cashew proteins | ELISA | Microtiter plate | No
https://foodtestcompass.com/sensispec-elisa-cashew | Food allergens | Cashew | SENSISpec ELISA Cashew | Liquid food samples, | Food samples (e.g. cookies, cereals, ice cream, dark chocolate) |  | 60' | QN | No |  | 2-60 ppm | 0.2 ppm | EUROFINS TECHNOLOGIES | 48; 96 | 5 | Sandwich immunoassay | HU0030028; HU0030004 | SENSISpec ELISA | GR, EX, DI, SH, HE (60 °C, 15'), CE, (FI) | EX, DI, SH, HE (60 °C, 15'), CE, (FI) |  | 1g, 1ml | 13 months | 2-8 °C | Cashew proteins | ELISA | Microtiter plate | No
https://foodtestcompass.com/lateral-flow-cashew-kernel | Food allergens | Cashew | Lateral Flow Cashew Kernel | Liquid food samples, | Food samples | Yes | 10' | QL | No |  |  | 1 ppm | R-BIOPHARM | 10; 25 | NA | Sandwich immunoassay | BL610-10; BL610-25 | Laterl Flow | GR, EX, FI | EX, FI | SW, EX |  |  | 2-25 °C | Cashew proteins | LFD | Test strips | Yes
https://foodtestcompass.com/ridascreenrfast-cashew | Food allergens | Cashew | RIDASCREEN®FAST Cashew | Raw ingredients and processed/heated food product, | Raw ingredients and processed/heated food product (e.g. cookies, chocolate and ice cream) |  | 50' | QN | No |  |  | 0.13 (0.1 – 0.19) ppm (limit of detection and limit of quantification depend on the tested food matrix, the level of food processing, and the extraction method) | R-BIOPHARM | 48 | 5 | Sandwich immunoassay | R6872 | RIDASCREEN®FAST | GR, DI, EX, SH, HE (60 °C, 10'), CH, CE and/or FI; for the extraction of chocolate with a cocoa fraction of >75 % and pure cocoa a gelatin Allergen extraction buffer (e.g. fish-gelatine liquid) is required; for the extraction of spices a skim milk Allerge | EX, SH, HE, CH, CE and/or FI |  | 1g, 1ml |  | 2-8 °C | Cashew proteins | ELISA | Microtiter plate (6 strips with 8 removable wells each) | No
https://foodtestcompass.com/alertox-elisa-pistachio | Food allergens | Pistachio | AlerTox ELISA Pistachio | Liquid food samples, | Food samples (e.g. cookies, cornflake, ice cream, chocolate, sausage) |  |  | QN | No |  |  | 0.13 ppm | HYGIENA | 96 | 5 | Sandwich immunoassay | KIT3054 | AlerTox ELISA | GR, EX, HE, SH, CE, (FI), CH, (DI) | Wine samples: EX, (CE) |  | 0.5g, 0.5 ml | 13 months | 2-8 °C | Whole nut | ELISA | Microtiter plate | Yes
https://foodtestcompass.com/pistachio-elisa | Food allergens | Pistachio | Pistachio ELISA | Liquid food samples, | Food samples (e.g. n cookies, cereals, ice-cream, chocolate and sausage) |  | 60' | QN | No |  |  | 0.13 ppm | BIOSYSTEMS ES | 96 | 5 | Sandwich immunoassay | 14127 | ELISA | GR, DI, EX, HE, SH, CE, (FI) | DI, EX, HE, SH, CE, (FI) |  | 1g |  | 2-8 °C | Pistachio proteins | ELISA | Microtiter plate | No
https://foodtestcompass.com/sensispec-elisa-pistachio | Food allergens | Pistachio | SENSISpec ELISA Pistachio | Liquid food samples, | Food samples (e.g. cookies, cereals, ice cream, chocolate, sausage) |  | 60' | QN | No |  | 1-40 ppm | 0.13 ppm | EUROFINS TECHNOLOGIES | 48; 96 | 5 | Sandwich immunoassay | HU0030045; HU0030021 | SENSISpec ELISA | GR, EX, DI, SH, HE (60 °C, 15'), CE, (FI) | EX, DI, SH, HE (60 °C, 15'), CE, (FI) |  | 1g, 1ml | 13 months | 2-8 °C | Pistachio proteins | ELISA | Microtiter plate | No
https://foodtestcompass.com/lateral-flow-pistachio | Food allergens | Pistachio | Lateral Flow Pistachio | Liquid food samples, | Food samples | Yes | 10' | QL | No |  |  | 1 ppm | R-BIOPHARM | 10; 25 | NA | Sandwich immunoassay | BL611-10; BL611-25 | Laterl Flow | GR, EX, FI | EX, FI | SW, EX |  |  | 2-25 °C | Pistachio proteins | LFD | Test strips | Yes
https://foodtestcompass.com/alertox-elisa-walnut | Food allergens | Walnut | AlerTox ELISA Walnut | Liquid food samples, | Food samples (e.g. cookies, cornflake, ice cream, chocolate) |  |  | QN | No |  |  | 0.6 ppm | HYGIENA | 96 | 5 | Sandwich immunoassay | KIT3052 | AlerTox ELISA | GR, EX, HE, SH, CE, (FI), CH, (DI) | Wine samples: EX, (CE) |  | 0.5g, 0.5 ml | 13 months | 2-8 °C | Whole nut | ELISA | Microtiter plate | Yes
https://foodtestcompass.com/walnut-elisa | Food allergens | Walnut | Walnut ELISA | Liquid food samples, | Food samples (e.g. cookies, cereals, ice-cream and chocolate) |  | 60' | QN | No |  |  | 0.35 ppm | BIOSYSTEMS ES | 96 | 5 | Sandwich immunoassay | 14130 | ELISA | GR, DI, EX, HE, SH, CE, (FI) | DI, EX, HE, SH, CE, (FI) |  | 1g |  | 2-8 °C | Walnut proteins | ELISA | Microtiter plate | No
https://foodtestcompass.com/sensispec-elisa-walnut | Food allergens | Walnut | SENSISpec ELISA Walnut | Liquid food samples, | Food samples (e.g. cookies, cereals, ice cream, dark chocolate, sausage) |  | 60' | QN | No |  | 2-60 ppm | 0.35 ppm | EUROFINS TECHNOLOGIES | 48; 96 | 5 | Sandwich immunoassay | HU0030048; HU0030024 | SENSISpec ELISA | GR, EX, DI, SH, HE (60 °C, 15'), CE, (FI) | EX, DI, SH, HE (60 °C, 15'), CE, (FI) |  | 1g, 1ml | 13 months | 2-8 °C | Walnut proteins | ELISA | Microtiter plate | No
https://foodtestcompass.com/lateral-flow-walnut | Food allergens | Walnut | Lateral Flow Walnut | Liquid food samples, | Food samples | Yes | 15' | QL | No |  |  | 10 ppm | R-BIOPHARM | 10; 25 | NA | Sandwich immunoassay | BL607-10; BL607-25 | Laterl Flow | GR, EX, FI | EX, FI | SW, EX |  |  | 2-25 °C | Walnut proteins | LFD | Test strips | Yes
https://foodtestcompass.com/alertox-elisa-sesame | Food allergens | Sesame | AlerTox ELISA Sesame | Liquid food samples (e.g. dressing, soup), | Food samples (e.g. cracker, sausage) |  |  | QN | No |  |  | 0.2 ppm | HYGIENA | 96 | 5 | Sandwich immunoassay | KIT3051 | AlerTox ELISA | GR, EX, HE, SH, CE, (FI), CH, (DI) | Wine samples: EX, (CE) |  | 0.5g, 0.5 ml | 18 months | 2-8 °C | Whole seed | ELISA | Microtiter plate | Yes
https://foodtestcompass.com/sesame-elisa | Food allergens | Sesame | Sesame ELISA | Liquid food samples, | Food samples (e.g. n bakery products, soups, sausage, sauces and ice cream) |  | 60' | QN | No |  |  | 0.2 ppm | BIOSYSTEMS ES | 96 | 5 | Sandwich immunoassay | 14128 | ELISA | GR, DI, EX, HE, SH, CE, (FI) | DI, EX, HE, SH, CE, (FI) |  | 1g |  | 2-8 °C | Sesame proteins | ELISA | Microtiter plate | No
https://foodtestcompass.com/sensispec-elisa-sesame | Food allergens | Sesame | SENSISpec ELISA Sesame | Liquid food samples (e.g. soup), | Food samples (e.g. cracker, sausage, salad sauce) |  | 60' | QN | No |  | 2-30 ppm | 0.2 ppm | EUROFINS TECHNOLOGIES | 48; 96 | 5 | Sandwich immunoassay | HU0030046; HU0030022 | SENSISpec ELISA | GR, EX, DI, SH, HE (60 °C, 15'), CE, (FI) | EX, DI, SH, HE (60 °C, 15'), CE, (FI) |  | 1g, 1ml | 18 months | 2-8 °C |  | ELISA | Microtiter plate | No
https://foodtestcompass.com/lateral-flow-sesame | Food allergens | Sesame | Lateral Flow Sesame | Liquid food samples, | Food samples | Yes | 10' | QL | No |  |  | 1 ppm | R-BIOPHARM | 10; 25 | NA | Sandwich immunoassay | BL609-10; BL609-25 | Laterl Flow | GR, EX, FI | EX, FI | SW, EX |  |  | 2-25 °C | Sesame proteins | LFD | Test strips | No
https://foodtestcompass.com/ridascreenrfast-sesame | Food allergens | Sesame | RIDASCREEN®FAST Sesame | Raw ingredients and processed/heated food product (e.g. instant soup), | Raw ingredients and processed/heated food product (e.g. chocolate dessert, bakery products and crackers) |  | 50' | QN | No |  |  | 0.14 (0.08 – 0.20) ppm | R-BIOPHARM | 48 | 5 | Sandwich immunoassay | R7202 | RIDASCREEN®FAST | GR, DI, EX, SH, HE (60 °C, 10'), CE and/or FI | DI, EX, SH, HE (60 °C, 10'), CE and/or FI |  | 1g, 1ml |  | 2-8 °C | Sesame proteins (Ses i 1-7) | ELISA | Microtiter plate (6 strips with 8 removable wells each) | Yes
https://foodtestcompass.com/alertox-elisa-lupine | Food allergens | Lupin | AlerTox ELISA Lupine | Liquid food samples (e.g. orange juice), | Food samples (e.g. biscuit, sausage) |  |  | QN | No |  |  | 0.2 ppm | HYGIENA | 96 | 5 | Sandwich immunoassay | KIT3057 | AlerTox ELISA | GR, EX, HE, SH, CE, (FI), CH, (DI) | Wine samples: EX, (CE) |  | 0.5g, 0.5 ml | 13 months | 2-8 °C | Whole seed | ELISA | Microtiter plate | Yes
https://foodtestcompass.com/lupin-elisa | Food allergens | Lupin | Lupin ELISA | Liquid food samples (e.g. juice), | Food samples (e.g. sausage, bakery products, potato products, ketchup) |  | 60' | QN | No |  |  | 0.2 ppm | BIOSYSTEMS ES | 96 | 5 | Sandwich immunoassay | 14121 | ELISA | GR, DI, EX, HE, SH, CE, (FI) | DI, EX, HE, SH, CE, (FI) |  | 1g |  | 2-8 °C | Lupin proteins | ELISA | Microtiter plate | No
https://foodtestcompass.com/sensispec-elisa-lupin | Food allergens | Lupin | SENSISpec ELISA Lupin | Liquid food samples (e.g. orange juice), | Food samples (e.g. sausage, bread, ketchup, croquette) |  | 60' | QN | No |  | 2-30 ppm | 0.2 ppm | EUROFINS TECHNOLOGIES | 48; 96 | 5 | Sandwich immunoassay | HU0030035; HU0030011 | SENSISpec ELISA | GR, EX, DI, SH, HE (60 °C, 15'), CE, (FI) | EX, DI, SH, HE (60 °C, 15'), CE, (FI) |  | 1g, 1ml | 13 months | 2-8 °C | Lupin proteins | ELISA | Microtiter plate | No
https://foodtestcompass.com/ridascreenrfast-lupine | Food allergens | Lupin | RIDASCREEN®FAST Lupine | Raw ingredients and processed/heated food product (e.g. juices, wine, beer), | Raw ingredients and processed/heated food product (e.g. sausages, noodles, chocolate, bakery products or ice cream) |  | 50' | QN | No |  |  | 0.7 ppm | R-BIOPHARM | 48 | 5 | Sandwich immunoassay | R6102 | RIDASCREEN®FAST | GR, EX, SH, HE, CH, CE and/or FI, (PH) | EX, SH, HE, CH, CE and/or FI, (PH) |  | 1g, 1ml |  | 2-8 °C | Lupin proteins | ELISA | Microtiter plate (6 strips with 8 removable wells each) | No
https://foodtestcompass.com/alertox-elisa-coconut | Food allergens | Coconut | AlerTox ELISA Coconut | Liquid food samples , | Food samples (e.g. cookies, cornflake, ice cream, chocolate, sausage) |  |  | QN | No |  |  | 0.4 ppm | HYGIENA | 96 | 5 | Sandwich immunoassay | KIT3056 | AlerTox ELISA | GR, EX, HE, SH, CE, (FI), CH, (DI) | Wine samples: EX, (CE) |  | 0.5g, 0.5 ml | 13 months | 2-8 °C | Whole fresh nut | ELISA | Microtiter plate | Yes
https://foodtestcompass.com/coconut-elisa | Food allergens | Coconut | Coconut ELISA | Liquid food samples, | Food samples (e.g. cookies, cereals, ice cream, chocolate) |  | 60' | QN | No |  |  | 0.4 ppm | BIOSYSTEMS ES | 96 | 5 | Sandwich immunoassay | 14115 | ELISA | GR, DI, EX, HE, SH, CE, (FI) | DI, EX, HE, SH, CE, (FI) |  | 1g |  | 2-8 °C | Coconut proteins | ELISA | Microtiter plate | No
https://foodtestcompass.com/sensispec-elisa-coconut | Food allergens | Coconut | SENSISpec ELISA Coconut | Liquid food samples, | Food samples (e.g. cookies, cereals, ice cream, dark chocolate, sausage) |  | 60' | QN | No |  | 2-30 ppm | 0.4 ppm | EUROFINS TECHNOLOGIES | 48; 96 | 5 | Sandwich immunoassay | HU0030029; HU0030005 | SENSISpec ELISA | GR, EX, DI, SH, HE (60 °C, 15'), CE, (FI) | EX, DI, SH, HE (60 °C, 15'), CE, (FI) |  | 1g, 1ml | 13 months | 2-8 °C | Coconut proteins | ELISA | Microtiter plate | No
https://foodtestcompass.com/lateral-flow-coconut | Food allergens | Coconut | Lateral Flow Coconut | Liquid food samples, | Food samples | Yes | 10' | QL | No |  |  | 1 ppm | R-BIOPHARM | 10; 25 | NA | Sandwich immunoassay | BL600-10; BL600-25 | Laterl Flow | GR, EX, FI | EX, FI | SW, EX |  |  | 2-25 °C | Coconut proteins | LFD | Test strips | Yes
https://foodtestcompass.com/revealr-3-d-for-coconut | Food allergens | Coconut | Reveal® 3-D for Coconut | Liquid food products (e.g. (e.g., juices and sorbet)), CIP rinse water, |  | Yes | 5' | QL | No |  |  | 1 ppm, 1 ?g/100 cm2 swab | NEOGEN | 10 | NA | Sandwich immunoassay | 8565 | Reveal® 3D |  | EX, SH, SE | SW, EX, SH |  |  | 2-8 °C | Coconut proteins | LFD | Test strips | No
https://foodtestcompass.com/veratoxr-for-coconut | Food allergens | Coconut | Veratox® for Coconut | Liquid food samples ,CIP rinse water, | Food samples (e.g. cookies, crackers, chocolate bars, ice cream and cereals) |  | 30' | QN | No |  | 1-25 ppm | 1 ppm | NEOGEN | 48 | 5 | Sandwich immunoassay | 8560 | Veratox® | GR, EX, HE, CE or FI | EX, HE, CE or FI | [5 empty] | ELISA | Microtiter plate | No
https://foodtestcompass.com/sensispec-elisa-brazil-nuts | Food allergens | Brazil nut | SENSISpec ELISA Brazil nuts | Liquid food samples, | Food samples (e.g. cookies, cereals, ice cream, dark chocolate, sausage) |  | 60' | QN | No |  | 1-40 ppm | 0.2 ppm | EUROFINS TECHNOLOGIES | 48; 96 | 5 | Sandwich immunoassay | HU0030042; HU0030018 | SENSISpec ELISA | GR, EX, DI, SH, HE (60 °C, 15'), CE, (FI) | EX, DI, SH, HE (60 °C, 15'), CE, (FI) |  | 1g, 1ml | 13 months | 2-8 °C | Brazil nut proteins | ELISA | Microtiter plate | No
https://foodtestcompass.com/revealr-for-multi-treenut | Food allergens | Tree nuts | Reveal® for Multi-Treenut | CIP rinse water, |  | Yes | 10' | QL | No |  |  | 5-10 ppm, 5-20 ?g/100 cm2 swab | NEOGEN | 10 | NA | Sandwich immunoassay | 8555 | Reveal® |  | EX, SH, SE | SW, EX, SH |  |  | 2-8 °C | Treenuts (almond, cashew, hazelnut, pecan, pistachio, walnut) proteins | LFD | Test strips | No
https://foodtestcompass.com/glutentox-elisa-competitive-g12 | Gluten | Gluten | GlutenTox ELISA Competitive G12 | Hydrolyzed food samples (e.g. beer), | Hydrolyzed food samples (e.g. baby food) |  | 90' | QN | No |  | 6.25-200 ppm | / | HYGIENA | 96 | 4 | Competitive immunoassay | KIT3012 | GlutenTox | GR, EX, SH, (HE), SH, CE | SH, EX, SH; for liquid samples with polyphenols, tannins or antioxidants: EX, SH, (HE), SH, CE |  |  |  | 2-8 °C | Prolamins of wheat (gliadin), rye (secalin), barley (hordein) and some varieties of immunogenic oats (avenin) | ELISA | Microtiter plate | No
https://foodtestcompass.com/glutentox-elisa-sandwich | Gluten | Gluten | GlutenTox ELISA Sandwich | Food samples , |  | Liquid food samples | 150' | QN | No |  | 0.6-800 ppm | 0.6 ppm | HYGIENA | 96 | NA | Sandwich immunoassay | KIT3011 | GlutenTox | [5 empty] | 2-8 °C | Gliadin 33-mer peptide | ELISA | Microtiter plate | No
https://foodtestcompass.com/glutentox-sticks-plus | Gluten | Gluten | GlutenTox Sticks Plus | Liquid food samples, | Food samples | Yes | 60', 10' surfaces | QL | No |  |  | 3 ppm | HYGIENA | 25 | NA | Sandwich immunoassay | KIT3005 | GlutenTox | [6 empty] | Gluten from wheat, barley, rye and some rare varieties of oat | LFD | Test strips | No
https://foodtestcompass.com/glutentox-sticks-plus-for-reader | Gluten | Gluten | GlutenTox Sticks Plus for Reader | Liquid food samples, | Food samples |  | 90' | QL | No |  |  | 1 ppm | HYGIENA | 12 | NA | Sandwich immunoassay | KIT3007 | GlutenTox | [6 empty] | Gliadin 33-mer peptide | LFD | Test strips | Yes
https://foodtestcompass.com/glutentox-home | Gluten | Gluten | GlutenTox Home | Liquid food samples, oral hygiene products, | Food samples; not recommended for food samples with a high content of polyphenols and tannins, i.e. foods in which the major component (> 70%) is chocolate, black tea, coffee, wine, berries, etc. |  | <20' | QL | No |  |  | 5-20 ppm | HYGIENA | 2; 5 | NA | Sandwich immunoassay | KIT3009; KIT3010 | GlutenTox | R, EX, SH, SE, DI, SH | SH, EX, SH, SE, DI, SH |  |  |  | 15-25 °C | Gluten from wheat (gliadin), barley (hordein), rye (secalin) and some rare varieties of oat (avenin) | LFD | Test strips | No
https://foodtestcompass.com/glutentox-pro | Gluten | Gluten | GlutenTox Pro | Liquid food samples, | Food samples | Yes | <20' | QL | Yes |  |  | 5 ppm, 10 ng/cm2 swab; in presence of high content of polyphenols and tannins (i.e. chocolate, black tea, coffee, wine, berries), antioxidants (i.e. vitamins A, E and C) and food heat-treated (above 180 °C) gluten may be extracted with lower efficiency | HYGIENA | 25 | NA | Sandwich immunoassay | KIT3000 | GlutenTox | GR, EX, SH, SE, DI, SH | SH, EX, SH, SE, DI, SH | SW, EX |  | 12 months | 15-25 °C | Gluten from wheat, barley, rye and some rare varieties of oat | LFD | Test strips | No
https://foodtestcompass.com/glutentox-pro-surface | Gluten | Gluten | GlutenTox Pro Surface | No, | No | Yes | <10' | QL | No |  |  | 10 ng/cm2 swab | HYGIENA | 50 | NA | Sandwich immunoassay | KIT3002 | GlutenTox |  |  | SW, EX |  |  | 2-30 °C | Gluten from wheat, barley, rye and some rare varieties of oat | LFD | Test strips | No
https://foodtestcompass.com/glutentox-pro-surface-fast | Gluten | Gluten | GlutenTox Pro Surface Fast | No, | No | Yes | 4' for high level of gluten (>10 ppm), 10' for traces | QL | No |  |  | 11 ng/cm2 swab | HYGIENA | 50 | NA | Sandwich immunoassay | KIT3003 | GlutenTox |  |  | SW, EX |  |  |  | Gluten from wheat, barley, rye and some rare varieties of oat | LFD | Test strips | Yes
https://foodtestcompass.com/allerflow-gluten | Gluten | Gluten | Allerflow Gluten | No, | No | Yes | 10' | QL | No |  |  | 5 ug/100 cm2 swab | HYGIENA | 25 | NA | Sandwich immunoassay | ALF-GL | Allerflow |  |  | SW, SH, EX |  | 15 months | 2-25 °C | Gluten from wheat, barley, rye and some rare varieties of oat | LFD | Test strips | Yes
https://foodtestcompass.com/gluten-gliadin-elisa | Gluten | Gluten | Gluten (Gliadin) ELISA | Liquid food samples (e.g. beer), | Food samples (e.g. bakery products, baby food, meat and chocolate) |  | 60' | QN | No |  |  | 0.03 ppm gliadin for beer samples and 0.3 ppm gliadin for all other samples | BIOSYSTEMS ES | 96 | 5 | Sandwich immunoassay | 14119 | ELISA | GR, DI, SH, CE, (FI), DI | Beer: DI, CE |  |  |  | 2-8 °C | Gluten | ELISA | Microtiter plate | No
https://foodtestcompass.com/gluten-r5-food | Gluten | Gluten | Gluten R5 (food) | Liquid food samples, | Food samples | No | 20-30' | QL | No |  |  | 4 ppm | BIOSYSTEMS ES | 10 | NA | Sandwich immunoassay | 14206 | Rapid Test | GR, EX, SH, SE/CE | EX, SH, SE/CE |  | 0.5 g, 0.5 ml |  | 2-8 °C | Gluten | LFD | Test strips | No
https://foodtestcompass.com/gluten-r5-surface | Gluten | Gluten | Gluten R5 (surface) | No, | No | Yes | 10' | QL | No |  |  | 2.5-10 ug/100 cm2 swab | BIOSYSTEMS ES | 10 | NA | Sandwich immunoassay | 14207 | Rapid Test |  |  | SW, EX |  |  | 2-8 °C | Gluten | LFD |  | No
https://foodtestcompass.com/sensispec-ingezim-gluten | Gluten | Gluten | SENSISpec Ingezim Gluten | Liquid food samples, | Food samples |  | 130' | QN | No |  | 3-200 ppm | 3 ppm, possibility of reducing the LOD of the assay until 1,5 ppm | EUROFINS TECHNOLOGIES | 96 | 5 | Sandwich immunoassay | 30.GLU.K.2 | SENSISpec Ingezim | Heat processed/with soy prducts: GR, EX, SH, (HE), (CH), DI, SH, CE; other: GR, DI, SH, CE | Heat processed/with soy prducts: EX, SH, (HE), (CH), DI, SH, CE; other: DI, SH, CE |  | 0.25 g | 12 months | 2-8 °C |  | ELISA | Microtiter plate (12x8 wells) | No
https://foodtestcompass.com/revealr-3-d-for-gluten | Gluten | Gluten | Reveal® 3-D for Gluten | No, | No | CIP rinses, environmental surfaces | 5' | QL | No |  |  | 5-10 ppm, 80 ug/100 cm2 swab | NEOGEN | 10 | NA | Sandwich immunoassay | 901031P | Reveal® 3-D |  |  | SW, EX, SH |  |  | 2-8 °C | Gluten | LFD | Test strips | No
https://foodtestcompass.com/agitest-food-allergen-rapid-test-gluten | Gluten | Gluten | Agitest Food Allergen Rapid Test Gluten | Liquid food samples, | Food samples (inbound ingredients, final products) | Yes | 15' | QL | No |  |  | 20 ppm; 2 ug/100 cm2 swab | REGABIO | 20 | NA | Competitive immunoassay | RT 10076020 | Agitest Food Allergen Rapid Test | GR, EX, SH, SE | EX, SH | SW, EX, SH, SE | 0.3g, 50uL |  | 2-30 °C | Gluten | LFD | Test strips | Yes
https://foodtestcompass.com/gluten-protein-rapid-test | Gluten | Gluten | Gluten Protein Rapid Test | CIP rinse water, liquid food samples, | Food samples (raw ingredients, final processed products) | Yes | 11' | QL | No |  |  | 5 ppm, 5 ug/100 cm2 swab | 3M | 25 | NA | Competitive immunoassay | L25GLU | Rapid Test | GR, EX, SH, SE or CE; Chocolate: GR, EX I, SH I, EX II, SH II, CE | EX, SH, PH; Chocolate: EX I, SH I, EX II, SH II, CE | SW, EX, SH | 0.2 g |  | 2-8 °C | Gluten | LFD | Test strips | Yes
https://foodtestcompass.com/agrastrip-gluten | Gluten | Gluten | AgraStrip Gluten | Rinse water, liquid food samples, beverages, | Food samples (raw ingredients, final processed products) | Yes | 11' | QL | No |  |  | 4 ppm; 4 ug/25 cm2 swab | ROMERLABS | 10 | NA | Competitive immunoassay | 10002000 (COKAL0210AS) | AgraStrip | GR, EX, SH, BU, SH, SE | EX, SH, SE | SW, EX, SH, SE | 0.2g, 0.2 mL |  | 15-25 °C | Gluten | LFD | Test strips | No
https://foodtestcompass.com/agrastrip-gluten-g12 | Gluten | Gluten | AgraStrip Gluten G12 | Rinse water, liquid food samples, beverages, | Food samples (raw ingredients, final processed products) | Yes | 11' | QL | No |  |  | 5, 10, 20 ppm gluten (raw and finished products), 0.035 ppm gluten (rinse water), 4 ug/25 cm2 (swab testing) | ROMERLABS | 10 | NA | Competitive immunoassay | 10001995 (COKAL0200AS) | AgraStrip | GR, EX, SH, BU, SH, SE | EX, SH, SE | SW, EX, SH, SE | 0.2g, 0.2 mL |  | 15-25 °C | Gluten, 33-mer peptide | LFD | Test strips | No
https://foodtestcompass.com/agraquant-gluten-g12 | Gluten | Gluten | AgraQuant Gluten G12 | Liquid food samples, rinse waters, | Yes, both raw and processed | Yes | 60' | QN | No |  |  | 2 ppm | ROMERLABS | 96 | 5 | Sandwich immunoassay | 10001994 (COKAL0200) | AgraQuant | GR, EX, DI, HE, CE or FI | DI, HE, CE or FI | Please use Agraquant Allergen Swabbing kit (10002205) | 1g, 10 mL |  | 2-8 °C | Gluten, 33-mer peptide | ELISA | Microtiter plate | Yes
https://foodtestcompass.com/agrastripr-total-aflatoxin-qualitative-test | Mycotoxins | Total aflatoxins | AgraStrip® Total Aflatoxin Qualitative Test |  | Grain and grain products, nuts, |  |  | QL | No |  |  | / | ROMERLABS | 24; 24; 24 | NA | Competitive immunoassay | 10002127 (COKAS1000U); 10002130 (COKAS1100U); 10002132 (COKAS1200U) | AgraStrip® | GR, SH, EX, SH, SE or FI, (PH) |  |  | 10 g |  | 2-8 °C | Total aflatoxin | LFD | Test strips | Yes
https://foodtestcompass.com/agraquantr-total-aflatoxin-elisa-test-lod-3-ppb | Mycotoxins | Total aflatoxins | AgraQuant® Total Aflatoxin ELISA Test (LOD 3 ppb) |  | Grains, nuts, spices, seeds and other commodities, |  | 20' | QN | No |  |  | 0.003 ppm | ROMERLABS | 48; 96 | 5 | Competitive immunoassay | 10002099 (COKAQ1048); 10002098 (COKAQ1000) | AgraQuant® | GR, EX, SH, SE, FI, (PH) |  |  | 20 g |  | 2-8 °C | Total aflatoxin (B1, B2, G1 and G2) | ELISA | Microtiter plate | No
https://foodtestcompass.com/agraquantr-total-aflatoxin-elisa-test-lod-1-ppb | Mycotoxins | Total aflatoxins | AgraQuant® Total Aflatoxin ELISA Test (LOD 1 ppb) | Beer, canola oil and other commodities, | Grains, nuts, spices, seeds and other commodities |  | 20' | QN | No |  |  | 0.001 ppm | ROMERLABS | 48; 96 | 6 | Competitive immunoassay | 10002101 (COKAQ1148); 10002100 (COKAQ1100) | AgraQuant® | GR, EX, SH, SE, FI, (PH) | EX, SH, SE, FI, (PH) |  | 20 g |  | 2-8 °C | Total aflatoxin (B1, B2, G1 and G2) | ELISA | Microtiter plate | No
https://foodtestcompass.com/ridarquick-aflatoxin-rqs-eco | Mycotoxins | Total aflatoxins | RIDA®QUICK Aflatoxin RQS ECO |  | Corn (maize), |  | 15' | QN | No |  |  | 0.004 ppm | R-BIOPHARM | 20 | NA | Competitive immunoassay | R5206 | RIDA®QUICK | GR, EX, SH, SE/CE |  |  | 10 g |  | 2-8 °C | Total aflatoxin | LFD | Test strips | Yes
https://foodtestcompass.com/ridarquick-aflatoxin-rqs | Mycotoxins | Total aflatoxins | RIDA®QUICK Aflatoxin RQS |  | Corn, |  | 15' | QN | No |  |  | 0.004 ppm | R-BIOPHARM | 20 | NA | Competitive immunoassay | R5205 | RIDA®QUICK | GR, EX, SH, SE, CE, DI, SH; GR, EX, SH, SE, FI/CE, DI |  |  | 50 g, 10 g |  | 2-8 °C | Total aflatoxin |  | Test strips | No
https://foodtestcompass.com/ridascreenrfast-aflatoxin-sc | Mycotoxins | Total aflatoxins | RIDASCREEN®FAST Aflatoxin SC |  | Cereals and feed, |  | 25' | QN | No |  |  | 0.002 ppm | R-BIOPHARM | 48 | 1 | Competitive immunoassay | R9002 | RIDASCREEN®FAST | GR, EX, SH, FI, DI |  |  | 5 g, 50 g |  | 2-8 °C | Total aflatoxin | ELISA | Microtiter plate (6 strips with 8 removable wells each) | No
https://foodtestcompass.com/ridascreenrfast-aflatoxin | Mycotoxins | Total aflatoxins | RIDASCREEN®FAST Aflatoxin |  | Cereals and feed, |  | 25' | QN | No |  |  | <0.0017 ppm | R-BIOPHARM | 48 | 5 | Competitive immunoassay | R5202 | RIDASCREEN®FAST | GR, EX, SH, FI, DI |  |  | 5 g |  | 2-8 °C | Total aflatoxin | ELISA | Microtiter plate (6 strips with 8 removable wells each) | No
https://foodtestcompass.com/ridascreenr-aflatoxin-total | Mycotoxins | Total aflatoxins | RIDASCREEN® Aflatoxin Total |  | Cereals and feed, |  | 75' | QN | No |  |  | 0.00175 ppm | R-BIOPHARM | 96 | 6 | Competitive immunoassay | R4701 | RIDASCREEN® | GR, EX, SH, FI/CE, DI |  |  | 2 g |  | 2-8 °C | Total aflatoxin | ELISA | Microtiter plate (12 strips with 8 wells each) | No
https://foodtestcompass.com/revealr-for-aflatoxin | Mycotoxins | Total aflatoxins | Reveal® for Aflatoxin |  | Corn and wheat, |  | 3' | QL | No |  |  | 0.02 ppm | NEOGEN | 25 | NA | Competitive immunoassay | 8016 | Reveal® | GR, EX, SH, SE, FI |  |  | 10 g |  |  | Total aflatoxins (B1, B2, G1, G2) | LFD | Test strips | No
https://foodtestcompass.com/revealr-max-for-aflatoxin | Mycotoxins | Total aflatoxins | Reveal® MAX for Aflatoxin |  | Corn and wheat, |  | 3' | QL | No |  |  | 0.02 ppm | NEOGEN | 25 | NA | Competitive immunoassay | 8018 | Reveal® | GR, DI, EX, SH, SE, FI |  |  | 10 g |  |  | Total aflatoxins (B1, B2, G1, G2) | LFD | Test strips | No
https://foodtestcompass.com/revealr-q-for-aflatoxin | Mycotoxins | Total aflatoxins | Reveal® Q+ for Aflatoxin |  | Corn and corn products, |  | 6' | QN | Yes |  |  | 0.003 ppm | NEOGEN | 25 | NA | Competitive immunoassay | 8085 | Reveal® | GR, EX, SH, SE, FI |  |  | 10 g |  | 18-30 °C | Total aflatoxins (B1, B2, G1, G2) | LFD | Test strips | No
https://foodtestcompass.com/revealr-q-max-for-aflatoxin | Mycotoxins | Total aflatoxins | Reveal® Q+ MAX for Aflatoxin |  | Corn and corn products, |  | 6' | QN | No |  |  | 0.002 ppm | NEOGEN | 25 | NA | Competitive immunoassay | 8088 | Reveal® | GR, DI, EX, SH, SE, FI |  |  | 10 g |  | 18-30 °C | Aflatoxin | LFD | Test strips | No
https://foodtestcompass.com/veratoxr-for-aflatoxin | Mycotoxins | Total aflatoxins | Veratox® for Aflatoxin |  | Corn, cornmeal, corn gluten meal, corn/soy blend, wheat, rice, milled rice, milo, soy, whole cottonseed, cottonseed meal, raw peanuts, peanut butter and mixed feeds, |  | 5' | QN | Yes |  |  | 0.002 ppm | NEOGEN | 48 | 4 | Competitive immunoassay | 8030 | Veratox® | [6 empty] | Total aflatoxins (B1, B2, G1, G2) | ELISA | Microtiter plate | Yes
https://foodtestcompass.com/veratoxr-max-for-total-aflatoxin | Mycotoxins | Total aflatoxins | Veratox® MAX for Total Aflatoxin |  | Corn and corn gluten meal, |  | 10' | QN | No |  |  | 0.0025 ppm | NEOGEN | 48 | 4 | Competitive immunoassay | 8035 | Veratox® | GR, EX, DI, SH, FI |  |  | 10 g |  |  | Total aflatoxins (B1, B2, G1, G2) | ELISA | Microtiter plate | No
https://foodtestcompass.com/veratoxr-hs-for-aflatoxin-high-sensitivity | Mycotoxins | Total aflatoxins | Veratox® HS for Aflatoxin (high sensitivity) |  | Corn, cornmeal, corn gluten meal, corn/soy blend, wheat, rice, milo, soy, whole cottonseed, cottonseed meal, raw peanuts, peanut butter and mixed feeds, |  | 20' | QN | No |  |  | 0.0005 ppm | NEOGEN | 48 | 5 | Competitive immunoassay | 8031 | Veratox® | [6 empty] | Total aflatoxins (B1, B2, G1, G2) | ELISA | Microtiter plate | No
https://foodtestcompass.com/veratoxr-hs-max-for-aflatoxin-high-sensitivity | Mycotoxins | Total aflatoxins | Veratox® HS MAX for Aflatoxin (high sensitivity) |  |  |  | 30', | QN | No |  |  | 0.0008 ppm | NEOGEN | 48 | 5 | Competitive immunoassay | 8032 | Veratox® | GR, EX, DI, SH, FI |  |  | 10 g |  |  | Total aflatoxins (B1, B2, G1, G2) | ELISA | Microtiter plate | No
https://foodtestcompass.com/afla-check-kit | Mycotoxins | Total aflatoxins | Afla Check Kit |  | Peanut, corn, milo, canola, canola oil, |  | 3' | QL | No |  |  | 0.01-0.02 ppm | VICAM | 25 | NA | Competitive immunoassay | 100000173 | Afla | GR, EX, SH, SE/FI |  |  | 5 g |  |  | Aflatoxin | LFD | Test strips | No
https://foodtestcompass.com/total-aflatoxin-rapid-test-kit | Mycotoxins | Total aflatoxins | Total Aflatoxin Rapid Test Kit |  | Feed and grains, cereals, beans, |  | 15' | QN | No |  |  | 0.005 ppm | NANKAI BIOTECH | 40 | NA | Competitive immunoassay | AFT-D205F1 | Rapid Test Kit |  |  |  |  | 12 months | Room temperature | Total aflatoxin (B1, B2, G1, G2) | LFD | Test strips | No
https://foodtestcompass.com/rosa-afq-wets5-aflatoxin-quantitative-test | Mycotoxins | Total aflatoxins | ROSA AFQ-WETS5 Aflatoxin Quantitative Test |  | Feed and grains (e.g. corn, sorghum, wheat), |  | 5' | QN | Yes | Yes |  | 0.003 ppm | CHARM SCIENCES INC. | 20; 100; 500 | NA | Competitive immunoassay | LF-AFQ-WETS5-20K; LF-AFQ-WETS5-100K; LF-AFQ-WETS5-500K | ROSA Lateral Flow Mycotoxin Strips | GR, EX, SH, CE, DI |  |  | 50 g |  |  | Total aflatoxin (B1, B2, G1, G2) | LFD | Test strips | No
https://foodtestcompass.com/mycotube-portable-aflatoxin-screening-test | Mycotoxins | Total aflatoxins | MycoTube Portable Aflatoxin Screening Test |  | Maize and peanuts, |  | 5' | QL | No |  |  | 0.02 ppm | CHARM SCIENCES INC. |  | NA | Competitive immunoassay | / | MycoTube Portable Screening Tests | GR, DI, SH, SE | [5 empty] | Aflatoxin | LFD | Test strips | No
https://foodtestcompass.com/quicktox-for-aflatoxin-free-in-corn-bulk-grain | Mycotoxins | Total aflatoxins | QuickTox for Aflatoxin Free in corn bulk grain |  | Corn bulk, |  | 4' | QL | No |  |  | 0.02 ppm | ENVIROLOGIX | 50 | NA | Competitive immunoassay | AS-201-BG | QuickTox | GR, EX, DI, SH, FI |  |  | 25 g |  | 2-8° C | Total aflatoxin | LFD | Test strips | No
https://foodtestcompass.com/quicktox-for-quickscan-aflatoxin | Mycotoxins | Total aflatoxins | QuickTox for QuickScan Aflatoxin |  | Corn grain, wheat, sorghum, oats, barley, rough rice, and soybean meal, |  | 5' | QN | Yes |  |  | 0.003 ppm | ENVIROLOGIX | 50 | NA | Competitive immunoassay | AQ-109-BG | QuickTox | GR, EX, SH, (CE), (DI) |  |  | 25-50 g |  | 2-8° C | Total aflatoxin | LFD | Test strips | No
https://foodtestcompass.com/quicktox-for-quickscan-aflatoxin-flex | Mycotoxins | Total aflatoxins | QuickTox for QuickScan Aflatoxin Flex |  | Corn, DDGS, high sensitivity peanuts, sorghum, masa flour, corn flour, |  | 4' | QN | Yes |  |  | 0.0025- 0.0027 ppm (Base Range protocol, matrix-specific) | ENVIROLOGIX | 50 | NA | Competitive immunoassay | AQ-309-BG | QuickTox | GR, EX, SH, CE/FI, (DI) |  |  | 10-25-50 g |  | 2-8° C | Total aflatoxin | LFD | Test strips | No
https://foodtestcompass.com/quicktox-for-quickscan-aflatoxin-free | Mycotoxins | Total aflatoxins | QuickTox for QuickScan Aflatoxin FREE |  | Corn (germ, gluten meal, gluten feed, germ meal, silage, flour, high sensitivity, ethanol extraction), rice (wheat, brown, bran, rough, black glutinous, white glutinous, hulls), cottonseed (delinted, meal), DDGS, coconut meal (copra meal), hominy feed, oa, |  | 4-7' | QN | Yes |  |  | 0.0015-0.0075 ppm (Matrix Group Dependent) | ENVIROLOGIX | 50 | NA | Competitive immunoassay | AQ-209-BG | QuickTox | GR, EX, SH, CE/FI/SE, (DI) |  |  | 25-50 g |  | 2-8° C | Total aflatoxin | LFD | Test strips | No
https://foodtestcompass.com/sensispec-elisa-aflatoxin-total | Mycotoxins | Total aflatoxins | SENSISpec ELISA Aflatoxin Total | Beer, oil , | Oats, rice, corn, barley, wheat, hazelnut, almond, chili |  | 45' | QN | No |  |  | 0.0004-0.0014 ppm (depending on the matrices) | EUROFINS TECHNOLOGIES | 96 | / | Competitive immunoassay | HU0030079 | SensiSpec ELISA | [6 empty] | Total Aflatoxin | ELISA | Microtiter plate | No
https://foodtestcompass.com/sensispec-elisa-aflatoxin-total-rapid | Mycotoxins | Total aflatoxins | SENSISpec ELISA Aflatoxin Total Rapid | Beer, | Oats, rice, corn, barley, wheat, peanut, pistachio, DDGS, raisin, hazelnut, cottonseed |  | 10' | QN | No |  |  | 0.0006-0.0015 ppm (depending on the matrices) | EUROFINS TECHNOLOGIES | 96 | 6 | Competitive immunoassay | HU0030086 | SensiSpec ELISA | GR, EX, SH, FI/CE, DI, (FI/CE), (PH) | HE, (FI), EX, (DI) |  | 20 g, 1 ml |  | 2-8° C | Total Aflatoxin | ELISA | Microtiter plate (12 strips with 8 breakable wells each) | No
https://foodtestcompass.com/smart-strip-afla | Mycotoxins | Total aflatoxins | Smart Strip AFLA |  | Cereals, |  | 10' | QN | No |  |  | 0.002 ppm | EUROFINS TECHNOLOGIES | 20 | NA | Competitive immunoassay | MA810 | Smart Strip | GR, EX, SH, FI/CE, DI |  |  | 50 g |  | 2-8° C | Total aflatoxin (B1, B2, G1, G2) | LFD | Test strips | Yes
https://foodtestcompass.com/aflatoxin-plate-kit | Mycotoxins | Total aflatoxins | Aflatoxin Plate Kit |  | Nuts and grain products, |  | 20' | QN | Yes |  |  | 0.0004 ppm (corn), 0.0006 ppm (peanuts) | BEACON ANALYTICAL SYSTEMS INC. | 96 | 6 | Competitive immunoassay | 20-0017 | Plate kit | GR, EX, SH, FI, DI, FI; EX. SH, FI, DI |  |  | 50 g |  | 2-8° C | Total aflatoxin | ELISA | Microtiter plate (12 test strips of 8 wells) | No
https://foodtestcompass.com/aflatoxin-tube-kit | Mycotoxins | Total aflatoxins | Aflatoxin Tube Kit |  | Nuts, grain and grain products, |  | 20' | QN | No |  |  | / | BEACON ANALYTICAL SYSTEMS INC. | 40 | 5 | Competitive immunoassay | 20-0099 | Tube kit | GR, EX, SH, FI, DI, FI; EX. SH, FI, DI |  |  | 50 g |  |  | Total aflatoxin | ELISA | Test tubes | No
https://foodtestcompass.com/total-aflatoxin-elisa-kit | Mycotoxins | Total aflatoxins | Total Aflatoxin ELISA kit |  | Corn and other grains including feed, nuts, |  | 20' | QN | No |  |  | 0.0002 ppm | BIOREX FOOD DIAGNOSTICS | 96 | 5 | Competitive immunoassay | BXEFB01A | ELISA Kit | GR, EX, SH, CE, FI, DI, FI; GR, EX, SH, FI, DI, FI |  |  | 5 g, 50 g |  |  | Total aflatoxin (B1. B2, G1, G2) | ELISA | Microtiter plate ( 12 strips with 8 breakable wells each) | No
https://foodtestcompass.com/aflatoxin-total-elisa-kit | Mycotoxins | Total aflatoxins | Aflatoxin (total) ELISA Kit |  | GR, EX, DI, CE, |  |  | QN | No |  |  | / | ARIGO BIOLABORATORIES | 96 | NA | Competitive immunoassay | ARG81030 | ELISA Kit | [5 empty] | 2-8° C | Total aflatoxin | ELISA | Microtiter plate | No
https://foodtestcompass.com/total-aflatoxins-elisa-kit | Mycotoxins | Total aflatoxins | Total Aflatoxins ELISA Kit |  | Grains, cereal, cottonseeds, nuts and animal feed, |  |  | QN | No |  |  | / | HELICA BIOSYSTEMS INC. |  | 6 | Competitive immunoassay | 941AFL01M-96 | [7 empty] | Total aflatoxin (B1, B2, G1, G2) | ELISA | Microtiter plate | No
https://foodtestcompass.com/total-aflatoxins-qulitative-low-matrix-elisa-kit | Mycotoxins | Total aflatoxins | Total Aflatoxins Qulitative Low Matrix ELISA Kit |  | Grains, cereal, silage, nuts, spices and animal feed, |  |  | QN | No |  |  | / | HELICA BIOSYSTEMS INC. |  | / | Competitive immunoassay | 981AFL01LM-QL-96 | [7 empty] | Total aflatoxin (B1, B2, G1, G2) | ELISA | Microtiter plate | No
https://foodtestcompass.com/total-aflatoxins-elisa-kit-cusabio | Mycotoxins | Total aflatoxins | Total Aflatoxins ELISA Kit | Edible oil , | Peanuts, corn, feed |  |  | QN | No |  |  | / | CUSABIO | 96 | 6 | Competitive immunoassay | CSB-E09923 |  | GR, EX, SH, CE, DI | EX, SH, CE, DI |  | 1 g |  | 2-8° C | Total aflatoxin (B1, B2, G1, G2) | ELISA | Microtiter plate | No
https://foodtestcompass.com/ridascreenr-aflatoxin-b1-30-15 | Mycotoxins | Aflatoxin B1 | RIDASCREEN® Aflatoxin B1 30/15 |  | Cereals and feed, |  | 75' | QN | No |  |  | 0.001 ppm (cereals), 0.0017 ppm (soy), 0.004 ppm (feed), 0.002 ppm (dry cat food) | R-BIOPHARM | 96 | 6 | Competitive immunoassay | R1211 | RIDASCREEN® | GR, EX, SH, FI/CE, DI |  |  | 5 g |  | 2-8 °C | Aflatoxin B1 | ELISA | Microtiter plate (12 strips with 8 wells each) | No
https://foodtestcompass.com/aflatoxin-b1-elisa-kit | Mycotoxins | Aflatoxin B1 | Aflatoxin B1 ELISA Kit |  | Feed, rice, maize, beans, peanuts, peanuts butter, cooking oil, other samples, |  |  | QN | No |  |  | 0.003 ppm | CREATIVE DIAGNOSTICS | 96 | 5 | Competitive immunoassay | DEIA054 | ELISA Kit | GR, EX, SH, SE, FI, DI, (PH); GR, EX, SH, CE, DI, (PH) |  |  | 20 g; 5 g | 12 months | 2-8 °C | Aflatoxins B1 | ELISA | Microtiter plate | No
https://foodtestcompass.com/aflatoxin-b1-precise-test-nuts | Mycotoxins | Aflatoxin B1 | Aflatoxin B1 Precise Test (Nuts) |  | Nuts, |  | <15' | QL | No |  |  | 0.005 ppm | CREATIVE DIAGNOSTICS | 10 | NA | Competitive immunoassay | DTS431 | Precise Test | GR, DI, EX, SH |  |  | 2 g | 18 months | 2-30 °C | Aflatoxin B1 | LFD | Test strips | No
https://foodtestcompass.com/aflatoxin-b1-precise-test-chilli-powder | Mycotoxins | Aflatoxin B1 | Aflatoxin B1 Precise Test (Chilli Powder) |  | Chilli powder, |  | <15' | QL | No |  |  | 0.005 ppm | CREATIVE DIAGNOSTICS | 10 | NA | Competitive immunoassay | DTS432 | Precise Test | GR, DI, EX, SH, DI |  |  | 2 g | 18 months | 2-30 °C | Aflatoxin B1 | LFD | Test strips | No
https://foodtestcompass.com/aflatoxin-b1-precise-test-fermented-wine | Mycotoxins | Aflatoxin B1 | Aflatoxin B1 Precise Test (Fermented Wine) | Fermented wine, |  |  | <15' | QL | No |  |  | 0.005 ppm | CREATIVE DIAGNOSTICS | 10 | NA | Competitive immunoassay | DTS433 | Precise Test |  | EX, SH, (CE) |  | 2 ml | 18 months | 2-30 °C | Aflatoxin B1 | LFD | Test strips | No
https://foodtestcompass.com/aflatoxin-b1-precise-test | Mycotoxins | Aflatoxin B1 | Aflatoxin B1 Precise Test |  | Grain and feed, |  | <15' | QL | No |  |  | 0.005 ppm | CREATIVE DIAGNOSTICS | 10 | NA | Competitive immunoassay | DTS434 | Precise Test | GR, DI, EX, SH, DI |  |  | 2 g | 18 months | 2-30 °C | Aflatoxin B1 | LFD | Test strips | No
https://foodtestcompass.com/aflatoxin-b1-screen-test | Mycotoxins | Aflatoxin B1 | Aflatoxin B1 Screen Test |  | Grain and feed, |  | <15' | QL | No |  |  | 0.02 ppm | CREATIVE DIAGNOSTICS | 10 | NA | Competitive immunoassay | DTS438 | Screen Test | GR, EX, SH |  |  | 2 g | 18 months | 2-30 °C | Aflatoxin B1 | LFD | Test strips | No
https://foodtestcompass.com/aflatoxin-b1-precise-test-edible-oil | Mycotoxins | Aflatoxin B1 | Aflatoxin B1 Precise Test (Edible Oil) | Edible oil, |  |  | <15' | QL | No |  |  | 0.005 ppm | CREATIVE DIAGNOSTICS | 10 | NA | Competitive immunoassay | DTS478 | Precise Test |  | DI, SH, EX, SH/CE, DI |  | 2 g | 18 months | 2-30 °C | Aflatoxin B1 | LFD | Test strips | No
https://foodtestcompass.com/aflatoxin-b1-rapid-test-kit | Mycotoxins | Aflatoxin B1 | Aflatoxin B1 Rapid Test Kit |  | Feed and grains, cereals, beans, peanuts, |  | 15' | QN | No |  |  | 0.005 ppm | NANKAI BIOTECH | 40 | NA | Competitive immunoassay | AFLB1-D205F1 | Rapid Test Kit |  |  |  |  | 12 months | Room temperature | Aflatoxin B1 | LFD | Test strips | No
https://foodtestcompass.com/aflasensor-quanti-cereals-mrl | Mycotoxins | Aflatoxin B1 | AflaSensor Quanti Cereals MRL |  | Maize, |  | 10' | QN | No |  |  | / | UNISENSOR | 24 | NA | Competitive immunoassay | KIT062v2 | AflaSensor Quanti | GR, EX, SH, SE, DI | [5 empty] | Aflatoxin B1 | LFD | Test strips | No
https://foodtestcompass.com/celerr-afla-b1 | Mycotoxins | Aflatoxin B1 | Celer® AFLA B1 |  | Cereals, high moisture corn, silage and mash, feed, nuts, dried fruits, DDGS (Distillers), cottonseed and soybean meal, |  | 15' | QN | No |  |  | 0.001 ppm | EUROFINS TECHNOLOGIES | 96 | 5 | Competitive immunoassay | HU0040004 | Celer® | GR, EX, FI/SE, (PH) |  |  | 50 g |  | 2-8° C | Aflatoxin B1 | ELISA | Microtiter plate | No
https://foodtestcompass.com/b-zeror-afla-b1 | Mycotoxins | Aflatoxin B1 | B ZERO® AFLA B1 |  | Cereals, high moisture corn, silage and mash, feed, nuts, dried fruits, DDGS (Distillers), cottonseed and soybean meal, |  | 15' | QN | No |  |  | 0.001 ppm | EUROFINS TECHNOLOGIES | 48; 96 | 1 | Competitive immunoassay | HU0040025; HU0040005 | B ZERO® | GR, EX, FI/SE, (PH) |  |  |  |  | 2-8° C | Aflatoxin B1 | ELISA | Microtiter plate | No
https://foodtestcompass.com/sensispec-elisa-aflatoxin-b1 | Mycotoxins | Aflatoxin B1 | SENSISpec ELISA Aflatoxin B1 |  | Grain and nuts, |  | 140' | QN | No |  |  | 0.00025 ppm | EUROFINS TECHNOLOGIES | 96 | 6 | Competitive immunoassay | HU0030082 | SENSISpec ELISA | GR, EX, SH, CE, DI |  |  |  |  | 2-8° C | Aflatoxin B1 | ELISA | Microtiter plate | No
https://foodtestcompass.com/sensispec-elisa-aflatoxin-b1-rapid | Mycotoxins | Aflatoxin B1 | SENSISpec ELISA Aflatoxin B1 Rapid | Beer/gyle, | Cereals |  | 20' | QN | No |  |  | 0.0005-0.0014 ppm (depending on the matrix) | EUROFINS TECHNOLOGIES | 96 | 6 | Competitive immunoassay | HU0030078 | SENSISpec ELISA | GR, EX, SH, FI/CE, DI | (SH), (FI), DI, EX |  |  |  | 2-8° C | Aflatoxin B1 | ELISA | Microtiter plate | No
https://foodtestcompass.com/smart-strip-afla-b1 | Mycotoxins | Aflatoxin B1 | Smart Strip AFLA B1 |  | Cereals, |  | 10' | QN | No |  |  | 0.002 ppm | EUROFINS TECHNOLOGIES | 20 | NA | Competitive immunoassay | MA820 | Smart Strip | GR, EX, SH, FI/CE, DI |  |  | 50 g |  | 2-8° C | Aflatoxin B1 | LFD | Test strips | Yes
https://foodtestcompass.com/aflatoxin-b1-elisa-kit-biorex | Mycotoxins | Aflatoxin B1 | Aflatoxin B1 ELISA kit | Cereals, high moisture corn, silage/mash, feed, nuts, dried fruits, | Aflatoxin G1 19%, aflatoxin B2 5%, aflatoxin G2 <1% |  | 15' | QN | No |  |  | 0.001 ppm | BIOREX FOOD DIAGNOSTICS | 96 | 5 | Competitive immunoassay | XEFT01A | ELISA Kit | GR, EX, SH, CE, FI; GR, EX, SH, FI |  |  | 5 g, 50 g |  | 4-8° C | Aflatoxin B1 | ELISA | Microtiter plate ( 12 strips with 8 breakable wells each) | No
https://foodtestcompass.com/aflatoxin-b1-elisa-kit-arigo | Mycotoxins | Aflatoxin B1 | Aflatoxin B1 ELISA Kit | Beer, gyle, | Cereals |  |  | QN | No |  |  | 0.0005 ppm | ARIGO BIOLABORATORIES | 96 | 6 | Competitive immunoassay | ARG81029 | ELISA Kit | GR, EX, SH, FI/CE, DI | (HE), (FI), DI, EX |  | 20 g |  | 2-8° C | Aflatoxin B1 | ELISA | Microtiter plate | Yes
https://foodtestcompass.com/aflatoxin-b1-rapid-format-elisa-kit | Mycotoxins | Aflatoxin B1 | Aflatoxin B1 Rapid Format ELISA Kit |  | Grains, cereal, cottonseeds, nuts and animal feed, |  |  | QN | No |  |  | / | HELICA BIOSYSTEMS INC. | 96 | 6 | Competitive immunoassay | 941BAFL01B-96 | [7 empty] | Aflatoxin B1 | ELISA | Microtiter plate | No
https://foodtestcompass.com/aflatoxin-b1-low-matrix-elisa-kit | Mycotoxins | Aflatoxin B1 | Aflatoxin B1 Low Matrix ELISA Kit |  | Toddler and infant formulas, rice cereal, corn, wheat, silage, peanut, soy sauce, soy bean, sesame, safflower, vegetable oil, corn oil, peanut oil, and animal feed, |  |  | QN | No |  |  | / | HELICA BIOSYSTEMS INC. | 96 | 6 | Competitive immunoassay | 981BAFL01LM-96 | [7 empty] | Aflatoxin B1 | ELISA | Microtiter plate | No
https://foodtestcompass.com/aflatoxin-b1-afb1-elisa-kit | Mycotoxins | Aflatoxin B1 | Aflatoxin B1(AFB1)ELISA kit |  |  |  |  | QN, | No |  |  | / | CUSABIO | 96 | 5 | Competitive immunoassay | CSB-E14087 |  | GR, EX, DI, SH, CE, SH | EX, DI, SH, CE, SH |  | 5 g, 1 ml |  | 2-8° C | Aflatoxin B1 | ELISA | Microtiter plate | No
https://foodtestcompass.com/doncheck | Mycotoxins | Deoxynivalenol (DON) | DONCheck |  | Corn, Wheat, Barley, |  | 3' | QL | Yes | Yes |  | 1 ppm | VICAM | 25 | NA | Sandwich immunoassay | 100000198 | DON | GR, EX, SH, SE |  |  |  |  | 4-8° C | Deoxynivalenol (DON) | LFD | Test strips | No
https://foodtestcompass.com/don-v-kit | Mycotoxins | Deoxynivalenol (DON) | DON-V Kit |  | Grains, Feed, |  | 5' | QN | Yes | Yes |  | 0.20 ppm | VICAM | 25 | NA | Sandwich immunoassay | 176002072 | DON | GR, EX, SH, FI, DI, SH |  |  |  |  | 4-8° C | Deoxynivalenol (DON) | LFD | Test strips | No
https://foodtestcompass.com/agrastripr-deoxynivalenol-watexr | Mycotoxins | Deoxynivalenol (DON) | AgraStrip® Deoxynivalenol WATEX® |  | Corn, Wheat, |  | 3' | QN | No | Yes |  | 0.25 ppm | ROMERLABS | 24 | NA | Sandwich immunoassay | 110002150 | Agrastrip WATEX | GR, EX, SH, SE, DI |  |  |  |  | 2-8° C | Deoxynivalenol (DON) | LFD | Test strips | No
https://foodtestcompass.com/agrastripr-quantitative-don | Mycotoxins | Deoxynivalenol (DON) | AgraStrip® Quantitative DON |  |  |  | 5', | QN | No |  |  | 0.21 ppm (Wheat), 0.19 ppm (Corn) | ROMERLABS | 24 | NA | Sandwich immunoassay | COKAS4000A | AgraStrip® |  |  |  |  | 18 months | 2-8° C | Deoxynivalenol (DON) | LFD | Test strips | No
https://foodtestcompass.com/rida-quick-don | Mycotoxins | Deoxynivalenol (DON) | Rida Quick DON |  | Corn, wheat, triticale, |  | 5' | QN | No | No |  | 1.25 ppm (visual); 0.5 ppm (visual); 0.3 ppm (reader) | R BIOPHARM | 20 | NA | Competitive immunoassay | R5904 | Rida® Quick | GR, EX, SH, SE, FI (CE) |  |  |  |  | 2-8 °C | Deoxynivalenol (DON) | LFD | Test strips | Yes
https://foodtestcompass.com/smart-strip-don | Mycotoxins | Deoxynivalenol (DON) | Smart Strip DON |  | Corn, wheat, durum wheat, feed (cattle, swine, poultry), barley, |  | 10' | QN | No | No |  | 0.125 ppm | EUROFINS TECHNOLOGIES | 5; 20; 50 | NA | Competitive immunoassay | MD885; MD800; MD850 | Smart Strip | [5 empty] | 2-8 °C | Deoxynivalenol (DON) | LFD | Test strips | Yes
https://foodtestcompass.com/reveal-q-for-don | Mycotoxins | Deoxynivalenol (DON) | Reveal Q+ for DON |  | Wheat (whole grain wheat flour, wheat middlings, wheat red dog, wheat flour 2nd clear, and wheat screenings), corn (dent or field corn, corn meal, corn flour, cracked corn, corn grits or polenta, and corn screenings), corn/soy blend, distillers dried grai, |  | 3' | QN | Yes | No |  | 0.3 ppm; 0.5 ppm (according to GIPSA) | NEOGEN | 25 | NA | Competitive immunoassay | 8385 | Reveal Q+ | [5 empty] | 18-30 °C | Deoxynivalenol (DON) | LFD | Test strips | No
https://foodtestcompass.com/reveal-q-max-for-don | Mycotoxins | Deoxynivalenol (DON) | Reveal Q+ MAX for DON |  |  |  | 3', | QN | No | No |  | 0.3 ppm | NEOGEN | 25 | NA | Competitive immunoassay | 8388 | Reveal Q+ | GR, EX, SH, SE, FI (CE), DI, SH |  |  |  |  | 18-30°C | Deoxynivalenol (DON) | LFD | Test strips | No
https://foodtestcompass.com/rosa-donq2-quantitative-test | Mycotoxins | Deoxynivalenol (DON) | ROSA DONQ2 Quantitative Test |  | Barley, rice (brewer’s, brown, milled, bran, rough), buckwheat, corn (bran, germ meal, gluten feed, gluten meal), DDGS, hominy, oats, rapeseed meal, rye, sorghum, soybean meal, triticale, wheat (bran, flour, midds, red dog, screenings, palm kernel meal, |  | 2' | QN | No | No |  | / | CHARM SCIENCES INC. | 20; 100; 500 | NA | Competitive immunoassay | LF-DONQ2-20K; LF-DONQ2-100K; LF-DONQ2-500K | ROSA | [5 empty] | 0-7 °C | Deoxynivalenol (DON) | LFD | Test strips | No
https://foodtestcompass.com/rosa-fast5-don-quantitative-test | Mycotoxins | Deoxynivalenol (DON) | ROSA FAST5 DON Quantitative Test |  | Barley, rice (brewer’s, milled, bran, rough), buckwheat, corn (bran, germ meal, gluten feed, gluten meal), DDGS, hominy, buckwheat, oats, palm kernel meal, rapeseed meal, rye, sorghum, soybean meal, triticale, wheat (bran, flour, midds, red dog, screeni, |  | 5' | QN | No | No |  | / | CHARM SCIENCES INC | 20; 100; 500 | NA | Competitive immunoassay | LF-DONQ-FAST5-20K; LF-DONQ-FAST5-100K; LF-DONQ-FAST5-500K | ROSA | GR, EX, SH, SE, CE, (PH) (FI) (DI) |  |  |  |  | 0-7 °C | Deoxynivalenol (DON) | LFD | Test strips | No
https://foodtestcompass.com/rosa-wet-s5-don-quantitative-test | Mycotoxins | Deoxynivalenol (DON) | ROSA WET-S5 DON Quantitative Test |  | Barley, corn, wheat, |  | 5' | QN | No | No |  | / | CHARM SCIENCES INC | 20; 100; 500 | NA | Competitive immunoassay | LF-DONQ-WETS5-20K; LF-DONQ-WETS5-100K; LF-DONQ-WETS5-500K | ROSA | GR, EX, SH, SE, CE, FI, BU, FI |  |  |  |  | 0-7 °C | Deoxynivalenol (DON) | LFD | Test strips | No
https://foodtestcompass.com/quicktox-kit-for-quickscan-don3 | Mycotoxins | Deoxynivalenol (DON) | QuickTox Kit for QuickScan DON3 |  | Corn, corn gluten meal, DDGS, wheat, wheat bran, wheat midds, wheat gluten, whole-wheat flour, white wheat flour, barley, malted barley, oats, sorghum, soybean meal, milled rice and rough rice, whole rye, |  | 3' | QN | Yes | Yes* |  | 0.29 ppm | ENVIROLOGIX | 50 | NA | Competitive immunoassay | AQ-254-BG | QuickTox Kit | GR, SI, EX, SH, FI (BL, CE), (DI) BU | [5 empty] | Deoxynivalenol (DON) | LFD | Test strips | Yes
https://foodtestcompass.com/quicktox-kit-for-don-flex | Mycotoxins | Deoxynivalenol (DON) | QuickTox Kit for DON Flex |  | Wheat (bran, flour, midds, red dog, gluten), corn (bran, germ meal, flour, gluten meal, gluten feed, silage, common extraction), DDGS, barley, oats, sorghum, soybean meal, whole rye, rice (milled, rough), |  | 2' | QN | Yes | Yes* |  | 0.1 ppm; 0.2 ppm; 0.29 ppm | ENVIROLOGIX | 50 | NA | Competitive immunoassay | AQ-304-BG | QuickTox Kit | GR, SI, EX, SH, FI, SE (CE), (DI) BU, HE |  |  |  |  | Refrigerated | Deoxynivalenol (DON) | LFD | Test strips | Yes
https://foodtestcompass.com/donsensor-quanti | Mycotoxins | Deoxynivalenol (DON) | DonSensor Quanti |  | Cereals, animal feed, |  | 5' | QN | No | No |  | 1.25 ppm (visual); 0.2 ppm | UNISENSOR | 24 | NA | Competitive immunoassay | KIT065 | DonSensor | GR, EX, CE, DI, HE | [5 empty] | Deoxynivalenol (DON) | LFD | Test strips | Yes
https://foodtestcompass.com/2mycosensor-dz-quanti | Mycotoxins | Deoxynivalenol (DON) | 2MycoSensor DZ Quanti |  | Cereals, animal feed, |  | 5' | QN | No | No |  | 0.2 ppm | UNISENSOR | 24 | NA | Competitive immunoassay | KIT071 | MycoSensor | GR, EX, CE, DI, HE | [5 empty] | Zearalenone and DON | LFD | Test strips | Yes
https://foodtestcompass.com/4mycosensor-dz-quanti | Mycotoxins | Deoxynivalenol (DON) | 4MycoSensor DZ Quanti |  | Cereals, animal feed, |  | 5' | QN | No | No |  | 0.2 ppm | UNISENSOR | 24 | NA | Competitive immunoassay | KIT056 | MycoSensor | GR, EX, CE, DI, HE | [5 empty] | Zearalenone, T-2/HT-2, DON, fumonisin B1/B2 | LFD | Test strips | Yes
https://foodtestcompass.com/smarkit-for-don | Mycotoxins | Deoxynivalenol (DON) | SmarKIT for DON |  | Grains, feed, |  | 3-5' | QL | No | No |  | 0.5 ppm | NANKAI BIOTECH | 40 | NA | Competitive immunoassay | DON-D205F1 | SmarKIT | GR, EX, SE (CE) (FI), DI, SH |  |  |  | 12 months | Room temperature | Deoxynivalenol (DON) | LFD | Test strips | Yes
https://foodtestcompass.com/deoxynivalenol-vomitoxin-test | Mycotoxins | Deoxynivalenol (DON) | Deoxynivalenol (Vomitoxin) Test |  | Grains, feed, |  | 3-5' | QN | No | No |  | 0.2 ppm | CREATIVE DIAGNOSTICS | 10 | NA | Competitive immunoassay | DTS436 | Food safety tet kits | GR, SI, EX, SH, CE (DI) |  |  |  |  | 2-30 °C | Deoxynivalenol (DON) | LFD | Test strips | No
https://foodtestcompass.com/agraquantr-deoxynivalenol-0-25-5-0-elisa-test | Mycotoxins | Deoxynivalenol (DON) | AgraQuant® Deoxynivalenol 0.25/5.0 ELISA Test |  | Grains, nuts, |  | 20' | QN | No |  |  | 0.2 ppm | ROMERLABS | 48; 96 | 5 | Competitive immunoassay | 10002108 (COKAQ4048); 10002106 (COKAQ4000) | AgraQuant® | GR, DI, EX, SH, SE, FI, (PH), DI |  |  | 20 g |  | 2-8 °C | Deoxynivalenol (DON) | ELISA | Microtiter plate | No
https://foodtestcompass.com/ridascreenr-don | Mycotoxins | Deoxynivalenol (DON) | RIDASCREEN® DON | Beer, | Cereals, malt, feed, wort |  | 60' | QN | No |  |  | 0.0185 ppm (cereals, malt, feed), 0.0037 ppm (beer, wort) | R-BIOPHARM | 96 | 5 | Competitive immunoassay | R5906 | RIDASCREEN® | GR, DI, SH, FI | remove CO2 |  | 5 g |  | 2-8 °C | Deoxynivalenol (DON) | ELISA | Microtiter plate (12 strips with 8 removable wells each) | No
https://foodtestcompass.com/ridascreenr-fast-don | Mycotoxins | Deoxynivalenol (DON) | RIDASCREEN® FAST DON |  | Cereals, malt, feed, |  | 20' | QN | Yes |  |  | <0.2 ppm | R-BIOPHARM | 48; 96 | 5 | Competitive immunoassay | R5902; R5901 | RIDASCREEN® | GR, DI, SH, FI, (DI) |  |  | 5 g, 50 g |  | 2-8 °C | Deoxynivalenol (DON) | ELISA | Microtiter plate | No
https://foodtestcompass.com/veratoxr-for-don-2-3 | Mycotoxins | Deoxynivalenol (DON) | Veratox® for DON 2/3 |  | Cereal grains and grain products, such as wheat, wheat flour, wheat midds, wheat bran, corn, cornmeal, corn screenings, barley, malted barley and oats, |  | 5' | QN | Yes |  |  | 0.1 ppm | NEOGEN | 48 | 5 | Competitive immunoassay | 8335 | Veratox® | [6 empty] | Deoxynivalenol (DON) | ELISA | Microtiter plate | No
https://foodtestcompass.com/veratoxr-for-don-5-5 | Mycotoxins | Deoxynivalenol (DON) | Veratox® for DON 5/5 |  | Cereal grains and grain products, such as wheat, wheat flour, wheat midds, wheat bran, corn, cornmeal, corn screenings, barley, malted barley and oats, |  | 10' | QN | Yes |  |  | 0.1 ppm | NEOGEN | 48 | 5 | Competitive immunoassay | 8331 | Veratox® | [6 empty] | Deoxynivalenol (DON) | ELISA | Microtiter plate | No
https://foodtestcompass.com/veratoxr-hs-for-don-high-sensitivity | Mycotoxins | Deoxynivalenol (DON) | Veratox® HS for DON (high sensitivity) |  | Cereal grains and grain products, such as wheat, wheat flour, wheat midds, wheat bran, corn, cornmeal, corn screenings, barley, malted barley and oats, |  | 20' | QN | No |  |  | 0.025 ppm | NEOGEN | 48 | 5 | Competitive immunoassay | 8332 | Veratox® | [6 empty] | Deoxynivalenol (DON) | ELISA | Microtiter plate | No
https://foodtestcompass.com/deoxynivalenol-don-elisa-kit | Mycotoxins | Deoxynivalenol (DON) | Deoxynivalenol, DON ELISA Kit | Beer, | Wheat, corn, feed, wort |  |  | QN | No |  | 0.5-4 ppm | 0.2 ppm | CREATIVE DIAGNOSTICS | 48 | 5 | Competitive immunoassay | DEIA056 | ELISA Kit | GR, CE, DI |  |  |  |  | 2-8 °C | Deoxynivalenol (DON) | ELISA | Microtiter plate (6 strips with 8 removable wells each) | No
https://foodtestcompass.com/celerr-don-v3 | Mycotoxins | Deoxynivalenol (DON) | Celer® DON v3 |  | Cereals, feed, DDGS (Distillers), wheat bran and middlings, |  | 20' | QN | No |  |  | 0.04-0.24 ppm (depending on the matrix) | EUROFINS TECHNOLOGIES | 48; 96 | 5 | Competitive immunoassay | HU0040029; HU0040009 | Celer® | GR, EX, FI; GR, EX, CE, DI; EX, FI, DI |  |  | 5-50 g |  | 2-8° C | Deoxynivalenol (DON) | ELISA | Microtiter plate | No
https://foodtestcompass.com/b-zeror-don-v2 | Mycotoxins | Deoxynivalenol (DON) | B ZERO® DON v2 |  | Cereals, feed, DDGS (Distillers), wheat bran and middlings, |  | 20' | QN | No |  |  | 0.04-0.24 ppm (depending on the matrix) | EUROFINS TECHNOLOGIES | 48; 96 | 1 | Competitive immunoassay | HU0040028; HU0040008 | B ZERO® | GR, EX, FI; GR, EX, CE, DI; EX, FI, DI |  |  | 5-50 g |  | 2-8° C | Deoxynivalenol (DON) | ELISA | Microtiter plate | No
https://foodtestcompass.com/b-zero-h2don | Mycotoxins | Deoxynivalenol (DON) | B ZERO H2DON |  | Cereals (maize, wheat, durum wheat), |  | 20' | QN | No |  |  | 0.2 ppm | EUROFINS TECHNOLOGIES | 48; 96 | 1 | Competitive immunoassay | MD502; MD504 | B ZERO H2 | GR, EX, SH, FI, DI |  |  | 50 g |  |  | Deoxynivalenol (DON) | ELISA | Microtiter plate | No
https://foodtestcompass.com/h2don | Mycotoxins | Deoxynivalenol (DON) | H2DON |  | Cereals (maize, wheat, durum wheat), |  | 20' | QN | No |  |  | 0.2 ppm | EUROFINS TECHNOLOGIES | 48; 96; 192 | 5 | Competitive immunoassay | MD501; MD500; MD503 | H2 | GR, EX, SH, FI, DI |  |  | 50 g |  |  | Deoxynivalenol (DON) | ELISA | Microtiter plate | No
https://foodtestcompass.com/sensispec-elisa-deoxynivalenol-rapid | Mycotoxins | Deoxynivalenol (DON) | SENSISpec ELISA Deoxynivalenol Rapid | Beer, gyle, | Grain, corn |  | 20' | QN | No |  |  | 0.08 ppm | EUROFINS TECHNOLOGIES | 96 | 6 | Competitive immunoassay | HU0030081 | SENSISpec | GR, DI, SH, FI/CE, DI | (HE), (FI), DI |  | 20 g |  | 2-8° C | Deoxynivalenol (DON) | ELISA | Microtiter plate | No
https://foodtestcompass.com/sensispec-elisa-deoxynivalenol | Mycotoxins | Deoxynivalenol (DON) | SENSISpec ELISA Deoxynivalenol | Beer, | Grain, soy |  | 60' | QN | No |  |  | / | EUROFINS TECHNOLOGIES | 96 | NA | Competitive immunoassay | HU0030084 | SENSISpec | [6 empty] | Deoxynivalenol (DON) | ELISA | Microtiter plate | No
https://foodtestcompass.com/deoxynivalenol-don-elisa-kit-biorex | Mycotoxins | Deoxynivalenol (DON) | Deoxynivalenol (DON) ELISA Kit (Biorex) |  | Maize, wheat, feed, duram wheat, |  | 20' | QN | No |  |  | 0.04 ppm (maize, wheat, feed), 0.12 ppm (duram wheat) | BIOREX FOOD DIAGNOSTICS | 96 | NA | Competitive immunoassay | BXEFT18A | ELISA Kit | [6 empty] | Deoxynivalenol (DON) | ELISA | Microtiter plate ( 12 strips with 8 breakable wells each) | No
https://foodtestcompass.com/deoxynivalenol-g-don-g-plate-kit | Mycotoxins | Deoxynivalenol (DON) | Deoxynivalenol-G (DON-G) Plate Kit |  | Wheat, barley, malted barley, corn and oats, |  | 15' | QN | Yes |  |  | 0.4 ppm | BEACON ANALYTICAL SYSTEMS INC. | 96 | 5 | Competitive immunoassay | 20-0256 | Plate kit | GR, DI, SH, CE, DI |  |  | 50 g |  | 2-8° C | Deoxynivalenol-G | ELISA | Microtiter plate (12 test strips of 8 wells) | No
https://foodtestcompass.com/deoxynivalenol-don-plate-kit | Mycotoxins | Deoxynivalenol (DON) | Deoxynivalenol (DON) Plate Kit |  | Wheat, barley, malted barley, corn and oats, |  | 15' | QN | No |  |  | 0.2 ppm | BEACON ANALYTICAL SYSTEMS INC. | 96 | 5 | Competitive immunoassay | 20-0016 | Plate kit | GR, DI, SH, SE, FI |  |  | 50 g |  | 2-8° C | Deoxynivalenol | ELISA | Microtiter plate (12 test strips of 8 wells) | No
https://foodtestcompass.com/deoxynivalenol-z-don-z-plate-kit | Mycotoxins | Deoxynivalenol (DON) | Deoxynivalenol-Z (DON-Z) Plate Kit |  | Wheat, barley, malted barley, corn and oats, |  | 15' | QN | No |  |  | 0.2 ppm | BEACON ANALYTICAL SYSTEMS INC. | 96 | 5 | Competitive immunoassay | 20-0234 | Plate kit | GR, DI, SH, SE, FI, DI |  |  | 20 g |  | 2-8° C | Deoxynivalenol-Z | ELISA | Microtiter plate (12 test strips of 8 wells) | No
https://foodtestcompass.com/deoxynivalenol-don-elisa-kit-helica | Mycotoxins | Deoxynivalenol (DON) | Deoxynivalenol (DON) ELISA Kit |  | Grains, cereal and animal feed, |  |  | QN | No |  |  | / | HELICA BIOSYSTEMS INC. | Deoxynivalenol (DON) | 6 | Competitive immunoassay | 941DON01M-96 | [8 empty] | ELISA | Microtiter plate | No
https://foodtestcompass.com/deoxynivalenol-don-elisa-kit-cusabio | Mycotoxins | Deoxynivalenol (DON) | Deoxynivalenol (DON) ELISA Kit (CUSABIO) |  | Feed, soybean meal, |  | 25' | QN | No |  |  | 0.001 ppm | CUSABIO | 96 | 6 | Competitive immunoassay | CSB-E12829f |  | GR, DI, SH, CE, DI; GR, EX; SH, CE, DI |  |  | 4 g, 5 g |  | 2-8° C | Deoxynivalenol (DON) | ELISA | Microtiter plate | No