## Sheet
link | name | Quantity: | Application | Catalog #: | Description | Product type | Formulation | Use | Immunogen | Isotype | Species | References | Storage and stability | Precautions | Application notes: | Alias
https://www.hycultbiotech.com/products/types/hm1149-100ug | TIGIT, Mouse, clone TX99 | 100 µg | Flow cytometry, Functional studies |  |  | Monoclonal antibodies | 0.2 µm filtered in PBS+0.1%BSA | Dilutions to be used depend on detection system applied. It is recommended that users test the reagent and determine their own optimal dilutions. The typical starting working dilution is 1:50. | Recombinant protein | Rat IgG1 | Mouse | Nakamura, Y et al; TX99 Is a Neutralizing Monoclonal Antibody Against Mouse TIGIT. Mon ab in Immunodiagnosis and immunotherapy, 2018, 37:105 | Product should be stored at 4°C. Under recommended storage conditions, product is stable for at least one year. | For research use only. Not for use in or on humans or animals or for diagnostics. It is the responsibility of the user to comply with all local/state and federal rules in the use of this product. Hycult Biotech is not responsible for any patent infringements that might result from the use or derivation of this product. | - FC: An extracellular protocol was used. With Ba/F3 cells the shift is ~10-12% - FS: TX99 is a neutralizing mAb that can be used for studies of mTIGIT functions: TX99 interfered with the interaction between TIGIT and CD155 and increased NK cell-mediated cytotoxicity against CD155-expressing RMA-S cells. (Ref. 1).
https://www.hycultbiotech.com/products/types/hm2401-20ug | C3, C3b, iC3b, C3c, Human, clone C3-16.4 | 20 µg | Functional studies, Immuno assays |  | The antibody clone C3-16.4 recognize complement C3, C3b, iC3b and C3c. The recognition domain is determined to MG2-MG6. The antibody blocks alternative pathway C3-covertase formation. The complement system plays important roles in both innate and adaptive immune response and can produce an inflammatory and protective reaction to challenges from pathogens before an adaptive response can occur. It consists of a complex family of proteins and receptors which are found in the circulation, in tissues and other body-fluids. There are three pathways of complement activation. The classical pathway is initiated by Immune complexes; the lectin pathway by surface bound lectins; and the AP by all the surfaces that are not specifically protected against it. Each generates a C3 convertase, a serine protease that cleaves the central complement protein C3, and generates the major cleavage fragment C3b. The C3 and C5 convertases are enzymatic complexes that initiate and amplify the activity of the complement pathways and ultimately generate the cytolytic MAC. The synthesis of C3 is tissue-specific and is modulated in response to a variety of stimulatory agents. After cleavage by C3 convertase the anaphylotoxin C3a and activating C3b are formed. n the presence of complement regulatory molecules C3b may be further degraded sequentially to iC3b, C3c, C3dg and C3d. The disadvantage of most complement biomarkers is their short half-life, making reliable sample collection and measurements difficult. Unlike other C3 fragments, C3c does not bind to other structures like pathogens, cell surface (receptors) and other plasma proteins. Therefore, C3c is a stable complement biomarker which will appear in the fluid phase only, without interference of other C3 based products. C3 is primarily produced by the liver but is also generated in macrophages, neutrophils, endothelial and epithelial cells. Due to the high levels in circulation with low biological reactivity, C3 is able to act in a fast and potent way when danger by e.g. pathogens is encountered. Defects in C3 can be unfavorable to the host leading to recurrent infections or auto-immune diseases. Although rare, C3 deficiency has been reported. These patients suffer from recurrent infections of eg S.pneumoniae or N.meningitidis due to lack of opsonization, but also impaired DC and Treg development. Polymorphism in C3 has been associated with AMD and aHUS. Besides clearance of pathogens, C3 is also important in removal of circulating immune-complexes by assisting the phagocytic capacity of macrophages. Malfunction of this system can lead to development of auto-immune disease and complement deposition in tissues. | Monoclonal antibodies | 0.2 µm filtered in PBS+0.1%BSA | Dilutions to be used depend on detection system applied. It is recommended that users test the reagent and determine their own optimal dilutions. The typical starting working dilution is 1:50. | Mixture of the human activated C3 fragments, C3b, iC3b, and C3dg, emulsified in complete Freund’s adjuvant. Subsequently, mice were boosted three times at 2-week intervals with the same amount of C3 fragments in incomplete adjuvant. | Mouse IgG1 | Human | 1. Hildago, M et al; Functional and structural characterization of four mouse monoclonal antibodies to complement C3 with potential therapeutic and diagnostic applications. Eur J Immunol 2017, 47:504 | Product should be stored at 4°C. Under recommended storage conditions, product is stable for at least one year. | For research use only. Not for use in or on humans or animals or for diagnostics. It is the responsibility of the user to comply with all local/state and federal rules in the use of this product. Hycult Biotech is not responsible for any patent infringements that might result from the use or derivation of this product. | IA: antibody C3-16.4 was used in a direct ELISA. FS: the antibody blocks the formation of C3 convertase by alternative pathway (Ref.1) C3-16.4 recognizes a region around MG2 and MG6, and projects outward the C3b molecule (Ref.1) | Complement component C3, C3b, iC3b, C3c
https://www.hycultbiotech.com/products/types/hm2401-100ug | C3, C3b, iC3b, C3c, Human, clone C3-16.4 | 100 µg | Functional studies, Immuno assays |  | The antibody clone C3-16.4 recognize complement C3, C3b, iC3b and C3c. The recognition domain is determined to MG2-MG6. The antibody blocks alternative pathway C3-covertase formation. The complement system plays important roles in both innate and adaptive immune response and can produce an inflammatory and protective reaction to challenges from pathogens before an adaptive response can occur. It consists of a complex family of proteins and receptors which are found in the circulation, in tissues and other body-fluids. There are three pathways of complement activation. The classical pathway is initiated by Immune complexes; the lectin pathway by surface bound lectins; and the AP by all the surfaces that are not specifically protected against it. Each generates a C3 convertase, a serine protease that cleaves the central complement protein C3, and generates the major cleavage fragment C3b. The C3 and C5 convertases are enzymatic complexes that initiate and amplify the activity of the complement pathways and ultimately generate the cytolytic MAC. The synthesis of C3 is tissue-specific and is modulated in response to a variety of stimulatory agents. After cleavage by C3 convertase the anaphylotoxin C3a and activating C3b are formed. n the presence of complement regulatory molecules C3b may be further degraded sequentially to iC3b, C3c, C3dg and C3d. The disadvantage of most complement biomarkers is their short half-life, making reliable sample collection and measurements difficult. Unlike other C3 fragments, C3c does not bind to other structures like pathogens, cell surface (receptors) and other plasma proteins. Therefore, C3c is a stable complement biomarker which will appear in the fluid phase only, without interference of other C3 based products. C3 is primarily produced by the liver but is also generated in macrophages, neutrophils, endothelial and epithelial cells. Due to the high levels in circulation with low biological reactivity, C3 is able to act in a fast and potent way when danger by e.g. pathogens is encountered. Defects in C3 can be unfavorable to the host leading to recurrent infections or auto-immune diseases. Although rare, C3 deficiency has been reported. These patients suffer from recurrent infections of eg S.pneumoniae or N.meningitidis due to lack of opsonization, but also impaired DC and Treg development. Polymorphism in C3 has been associated with AMD and aHUS. Besides clearance of pathogens, C3 is also important in removal of circulating immune-complexes by assisting the phagocytic capacity of macrophages. Malfunction of this system can lead to development of auto-immune disease and complement deposition in tissues. | Monoclonal antibodies | 0.2 µm filtered in PBS+0.1%BSA | Dilutions to be used depend on detection system applied. It is recommended that users test the reagent and determine their own optimal dilutions. The typical starting working dilution is 1:50. | Mixture of the human activated C3 fragments, C3b, iC3b, and C3dg, emulsified in complete Freund’s adjuvant. Subsequently, mice were boosted three times at 2-week intervals with the same amount of C3 fragments in incomplete adjuvant. | Mouse IgG1 | Human | 1. Hildago, M et al; Functional and structural characterization of four mouse monoclonal antibodies to complement C3 with potential therapeutic and diagnostic applications. Eur J Immunol 2017, 47:504 | Product should be stored at 4°C. Under recommended storage conditions, product is stable for at least one year. | For research use only. Not for use in or on humans or animals or for diagnostics. It is the responsibility of the user to comply with all local/state and federal rules in the use of this product. Hycult Biotech is not responsible for any patent infringements that might result from the use or derivation of this product. | IA: antibody C3-16.4 was used in a direct ELISA. FS: the antibody blocks the formation of C3 convertase by alternative pathway (Ref.1) C3-16.4 recognizes a region around MG2 and MG6, and projects outward the C3b molecule (Ref.1) | Complement component C3, C3b, iC3b, C3c
https://www.hycultbiotech.com/products/types/hm2412-100ug | C1s, Human, clone 10/12 | 100 µg | Functional studies, Immuno assays, Western blot |  | Antibody 10/12 recognizes human activated C1s, a molecule of the complement C1 complex and hence part of the component that initializes classical pathway activation. Upon recognition of immune complexes by C1q, C1r is autoactivated and subsequently activates C1s, which is then able to cleave C4 and C2, leading to the formation of the C3 convertase and further activation of the terminal pathway of the complement system. C1s deficiencies are associated with impaired function of the classical complement pathway. The zymogen form of C1s is a glycosylated single chain polypeptide with a MW of around 85kDa and the domain architecture CUB1-EGF-CUB2-CCP1-CCP2-SP, while activation through C1r leads to a 58kDa and a 27kDa chain, linked by disulfide bonds. Monoclonal antibody 10/12 is a murine IgG1 antibody directed against the CCP1-CCP2-SP domains of activated C1s and can detect human C1s in immunoassays. | Monoclonal antibodies | 0.2 µm filtered in TBS+0.1%BSA |  | Recombinant C1s catalytic fragment, containing non-glycosylated, renatured form of CCP1-CCP2-SP domains, produced in E.Coli | Mouse IgG1 | Human |  | Product should be stored at 4°C. Under recommended storage conditions, product is stable for at least one year. | For research use only. Not for use in or on humans or animals or for diagnostics. It is the responsibility of the user to comply with all local/state and federal rules in the use of this product. Hycult Biotech is not responsible for any patent infringements that might result from the use or derivation of this product. | IA: Antibody 10/12 can be used as detection antibody. W: Antibody 10/12 recognizes only the complex C1s-C1INH in western blot, both under reduced and non-reduced conditions. The expected band size is 150 - 196 kDa. | EDSPD2
https://www.hycultbiotech.com/products/types/hm1145-20ug | CLM-8, Mouse, clone TX41 | 20 µg | Flow cytometry, Functional studies |  | Antibody clone TX41 is a monoclonal antibody against mouse CLM-8, also known as CD300a. The CD300 family of receptors is an evolutionary conserved receptor family that belongs to the Ig superfamily and is expressed predominantly by the myeloid lineage. In mice, nine members have been reported with different nomenclature systems, such as myeloid-associated Ig-like receptor (MAIR), leukocyte mono-Ig-like receptor (LMIR), DC-derived Ig-like receptor (DIgR), and CMRF-35-like molecule (CLM). CD300 molecules act as either activating or inhibitory receptors through interactions with adaptor molecules, such as PAD12, DAP10, and FcRγ. In recent years data have shown that eosinophils express various Ig superfamily receptors that regulate key checkpoints in their biology including maturation, transition from the bone marrow to the peripheral blood, migration, adhesion, survival, and effector functions in response to numerous activating signals such as IL-4, IL-33, and bacteria. CD300a is an inhibitory receptor that is expressed by mast cells, neutrophils, peripheral eosinophils, dendritic cells, macrophages, and B cells. Its inhibitory signal depends on the phosphorylation of tyrosine residues embedded in ITIMs of the cytoplasmic tail and regulate a diverse array of immune cell processes. CD300a recognizes phosphatidylserine and phosphatidylethanolamine, two aminophospholipids exposed on the outer leaflet of dead and activated cells. This provided new insights regarding its role in the modulation of immune functions and in its participation in the host response to several diseases states, such as infectious diseases, cancer, allergy, and chronic inflammatory diseases. | Monoclonal antibodies | 0.2 µm filtered in PBS+0.1%BSA |  | Recombinant protein | Rat IgG2a | Mouse | Miki, H et al; Involvement of CD300a Phosphatidylserine Immunoreceptor in Aluminum Salt Adjuvant–Induced Th2 Responses. J Immunol 2015, 194 | Product should be stored at 4°C. Under recommended storage conditions, product is stable for at least one year. | For research use only. Not for use in or on humans or animals or for diagnostics. It is the responsibility of the user to comply with all local/state and federal rules in the use of this product. Hycult Biotech is not responsible for any patent infringements that might result from the use or derivation of this product. | FC: Extracellulair staining of CLM-8 with TX41. FS: monoclonal antibody TX41 was used as neutralizing antibody (Ref.1) | CMRF35-like molecule 8, MAIR-I, CD300 antigen-like family member A, Leukocyte mono-Ig-like receptor 1, Mast cell-derived paired immunoglobulin-like receptor 1, Myeloid-associated immunoglobulin-like receptor 1, CD300a.
https://www.hycultbiotech.com/products/types/hm1142-100ug | Oxidized phospholipids, Mouse, clone 10C12 | 100 µg | Functional studies, Immuno assays, Paraffin sections, Western blot |  | Oxidized phospholipids (OxPL), such as oxidized PAPC (1-palmitoyl-2-arachidonoyl-sn-glycero-3-phosphocholine) and its derivates (POVPC and PGPC) are the biologically active components of minimally oxidized LDL. Both fragmented and full-length oxygenated molecules can regulate immune reactions including the activation of inflammation. Pro-inflammatory effects of OxPL include stimulation of endothelial cells to bind monocytes and induction of tissue clotting factor, IL-8, MCP-1, G-CSF and other mediators of atherothrombosis. Anti-inflammatory effects of OxPL are mediated by induction of protective enzymes such as heme oxygenase-1 as well as suppression of innate immune responses to bacterial lipopolysaccharide (LPS) due to inhibition of LPS recognition by LPS-binding protein (LBP) and CD14. It is well-known that oxidized phospholipids play, as immune modulators, an important role in cardiovascular diseases such as atherosclerosis. However, these lipid oxidation products have been suggested to also play a role in many other disease settings. Lipid oxidation products accumulate in inflamed and oxidative damaged tissue, where they are derived from oxidative modification of lipoproteins, but also from membranes of cells undergoing apoptosis. Increased oxidative stress as well as decreased clearance of apoptotic cells has been implied to contribute to accumulation of OxPL in chronically inflamed tissues. It is therefore suggested that OxPLs are also associated with other diseases associated with dyslipidemia such as diabetes, metabolic syndrome, renal insufficiency and fatty liver disease. In addition, in organs which are constantly exposed to oxidative stress, including lung, skin, and eyes, increased levels of OxPL are suggested to contribute to inflammatory conditions. In theory, treatment with OxPL neutralizing antibodies can be used to prevent or reverse these diseases. The anti-OxPL antibody HM1142 is able to recognize the OxPL derivates POVPC and PGPC. | Monoclonal antibodies | 0.2 µm filtered in PBS+0.1%BSA | Dilutions to be used depend on detection system applied. It is recommended that users test the reagent and determine their own optimal dilutions. The typical starting working dilution is 1:50. | Immunogen POVPC/PGPC (OxPL) | Mouse IgM | Mouse | Cherepanova, O et al; Novel Autoimmune IgM Antibody Attenuates Atherosclerosis in IgM Deficient Low-Fat Diet–Fed, but Not Western Diet–Fed Apoe–/– Mice. Arterioscler Thromb Vasc Biol. 2019, 39 | Product should be stored at 4°C. Under recommended storage conditions, product is stable for at least one year. | For research use only. Not for use in or on humans or animals or for diagnostics. It is the responsibility of the user to comply with all local/state and federal rules in the use of this product. Hycult Biotech is not responsible for any patent infringements that might result from the use or derivation of this product. | - FS: antibody 10C12 demonstrated potent OxPL neutralizing activity in vitro and the ability to inhibit macrophage accumulation within arteries of Apoe–/– mice fed a Western diet for 4 weeks. 10C12 treatment caused a 40% decrease in lipid accumulation within aortas of secreted IgM deficient, sIgM–/–Apoe–/–, mice fed a low-fat diet, when the antibody was administrated between 32-40 weeks of age. (Ref.1). - IHC-P: Staining was done on 5 μm crosssections of human autopsy samples using 10C12 (Ref.1).
https://www.hycultbiotech.com/products/types/hm1145-100ug | CLM-8, Mouse, clone TX41 | 100 µg | Flow cytometry, Functional studies |  | Antibody clone TX41 is a monoclonal antibody against mouse CLM-8, also known as CD300a. The CD300 family of receptors is an evolutionary conserved receptor family that belongs to the Ig superfamily and is expressed predominantly by the myeloid lineage. In mice, nine members have been reported with different nomenclature systems, such as myeloid-associated Ig-like receptor (MAIR), leukocyte mono-Ig-like receptor (LMIR), DC-derived Ig-like receptor (DIgR), and CMRF-35-like molecule (CLM). CD300 molecules act as either activating or inhibitory receptors through interactions with adaptor molecules, such as PAD12, DAP10, and FcRγ. In recent years data have shown that eosinophils express various Ig superfamily receptors that regulate key checkpoints in their biology including maturation, transition from the bone marrow to the peripheral blood, migration, adhesion, survival, and effector functions in response to numerous activating signals such as IL-4, IL-33, and bacteria. CD300a is an inhibitory receptor that is expressed by mast cells, neutrophils, peripheral eosinophils, dendritic cells, macrophages, and B cells. Its inhibitory signal depends on the phosphorylation of tyrosine residues embedded in ITIMs of the cytoplasmic tail and regulate a diverse array of immune cell processes. CD300a recognizes phosphatidylserine and phosphatidylethanolamine, two aminophospholipids exposed on the outer leaflet of dead and activated cells. This provided new insights regarding its role in the modulation of immune functions and in its participation in the host response to several diseases states, such as infectious diseases, cancer, allergy, and chronic inflammatory diseases. | Monoclonal antibodies | 0.2 µm filtered in PBS+0.1%BSA |  | Recombinant protein | Rat IgG2a | Mouse | Miki, H et al; Involvement of CD300a Phosphatidylserine Immunoreceptor in Aluminum Salt Adjuvant–Induced Th2 Responses. J Immunol 2015, 194 | Product should be stored at 4°C. Under recommended storage conditions, product is stable for at least one year. | For research use only. Not for use in or on humans or animals or for diagnostics. It is the responsibility of the user to comply with all local/state and federal rules in the use of this product. Hycult Biotech is not responsible for any patent infringements that might result from the use or derivation of this product. | FC: Extracellulair staining of CLM-8 with TX41. FS: monoclonal antibody TX41 was used as neutralizing antibody (Ref.1) | CMRF35-like molecule 8, MAIR-I, CD300 antigen-like family member A, Leukocyte mono-Ig-like receptor 1, Mast cell-derived paired immunoglobulin-like receptor 1, Myeloid-associated immunoglobulin-like receptor 1, CD300a.
https://www.hycultbiotech.com/products/types/hm2396-100ug | Mucin-1, Human, clone HMFG2 | 100 µg | Flow cytometry, Frozen sections, Functional studies, Immuno assays, Paraffin sections, Western blot |  | Monoclonal antibody clone HMFG2 recognizes human mucin-1 (Muc1). Mucins are high-molecular mass glycoproteins with peptide repeat domains and a dense O-glycosylation. Mucus is a biological hydrogel covering epithelial surfaces, including the eyes, lungs, stomach and reproductive system. If functions as a barrier to mucosal pathogens and to prevent damage from mechanical forces. Mucins consist of a family of over 20 members of which muc1 is one of most extensive studied member. MUC1 consists of a large, extracellular, O-glycosylated polypeptide backbone that extends 200–500 nm above the apical surface; a transmembrane domain that can be cleaved and enables shedding of the extracellular domain; and a cytoplasmic tail capable of signaling. Muc1 is involved diverse cellular responses including cell proliferation, growth, differentiation, migration, invasion, survival and secretion of growth factors, and cytokines being considered as a molecular sensor and signal transductor. Furthermore, MUC1 has been demonstrated to play a dynamic role in protection of the host from infection by a wide variety of pathogens and to regulate inflammatory responses to infection. This role is modulated via the inflammasome receptors. Besides its role in cancer, altered MUC1 expression levels and glycosylation patterns have also been associated with patients with inflammatory bowel diseases such as ulcerative colitis and Crohn's disease. | Monoclonal antibodies | 0.2 µm filtered in PBS+0.1%BSA |  | Synthetic peptide from cytoplasmic tail of human MUC1 protein | Mouse IgG1 | Human |  | Product should be stored at 4°C. Under recommended storage conditions, product is stable for at least one year. | For research use only. Not for use in or on humans or animals or for diagnostics. It is the responsibility of the user to comply with all local/state and federal rules in the use of this product. Hycult Biotech is not responsible for any patent infringements that might result from the use or derivation of this product. | • FC: Extracellulair staining was used with antibody HMFG2. • W: Reduced and non-reduced can be used. The expected band sizes are 75 and 120kDa. | MUC-1, Breast carcinoma-associated antigen DF3, Cancer antigen 15-3, CA 15-3, Carcinoma-associated mucin, Episialin, H23AG, Krebs von den Lungen-6, KL-6, PEMT, Peanut-reactive urinary mucin, PUM, Polymorphic epithelial mucin, PEM, Tumor-associated epithelial membrane antigen, EMA, Tumor-associated mucin, CD227
https://www.hycultbiotech.com/products/types/hm2394-100ug | C3b, iC3b, C3c, Human, clone C3-42.3 | 100 µg | Functional studies, Immuno assays, Western blot |  | The antibody clone C3-42.3 recognize complement C3, C3b, iC3b and C3c. The recognition domain is determined to MG4/5. The antibody blocks C3 activation by AP C3-convertase. The complement system plays important roles in both innate and adaptive immune response and can produce an inflammatory and protective reaction to challenges from pathogens before an adaptive response can occur. It consists of a complex family of proteins and receptors which are found in the circulation, in tissues and other body-fluids. There are three pathways of complement activation. The classical pathway is initiated by Immune complexes; the lectin pathway by surface bound lectins; and the AP by all the surfaces that are not specifically protected against it. Each generates a C3 convertase, a serine protease that cleaves the central complement protein C3, and generates the major cleavage fragment C3b. The C3 and C5 convertases are enzymatic complexes that initiate and amplify the activity of the complement pathways and ultimately generate the cytolytic MAC. The synthesis of C3 is tissue-specific and is modulated in response to a variety of stimulatory agents. After cleavage by C3 convertase the anaphylotoxin C3a and activating C3b are formed. When bound to the cell surface C3b forms the start of the terminal pathway of complement by initiating the formation of the C5 convertase. C3 has a molecular weight of app. 185kDa and is the most abundant protein of the complement system with serum protein levels of about 1.3 mg/ml. C3 is primarily produced by the liver but is also generated in macrophages, neutrophils, endothelial and epithelial cells. Due to the high levels in circulation with low biological reactivity, C3 is able to act in a fast and potent way when danger by e.g. pathogens is encountered. Defects in C3 can be unfavorable to the host leading to recurrent infections or auto-immune diseases. Although rare, C3 deficiency has been reported. These patients suffer from recurrent infections of eg S.pneumoniae or N.meningitidis due to lack of opsonization, but also impaired DC and Treg development. Polymorphism in C3 has been associated with AMD and aHUS. Besides clearance of pathogens, C3 is also important in removal of circulating immune-complexes by assisting the phagocytic capacity of macrophages. Malfunction of this system can lead to development of auto-immune disease and complement deposition in tissues. | Monoclonal antibodies | 0.2 µm filtered in PBS+0.1%BSA |  | Mixture of the human activated C3 fragments, C3b, iC3b, and C3dg, emulsified in complete Freund’s adjuvant. Subsequently, mice were boosted three times at 2-week intervals with the same amount of C3 fragments in incomplete adjuvant. | Mouse IgG2b | Human | Hildago, M et al; Functional and structural characterization of four mouse monoclonal antibodies to complement C3 with potential therapeutic and diagnostic applications. Eur J Immunol 2017, 47:504 | Product should be stored at 4°C. Under recommended storage conditions, product is stable for at least one year. | For research use only. Not for use in or on humans or animals or for diagnostics. It is the responsibility of the user to comply with all local/state and federal rules in the use of this product. Hycult Biotech is not responsible for any patent infringements that might result from the use or derivation of this product. | • IA: antibody C3-42.3 was used in a direct ELISA. • FS: the antibody blocks C3 activation by alternative pathway C3-convertase (Ref.1) • W: the antibody is used under reduced conditions. Expected band size is 71 kDa. | Complement component C3b, iC3b, C3c
https://www.hycultbiotech.com/products/types/hm6011-10mg | Lipopolysaccharide Core, mAb WN1 222-5 | 10 mg | Functional studies, Immuno assays, Paraffin sections, Western blot |  | The mouse monoclonal antibody clone WN1 222-5 recognizes the core region of lipopolysaccharide (LPS), whereas it lacks reactivity with free lipid A and Rd2 or smaller LPS. LPS is a constituent of the outer membrane of the cell wall of certain types of Gram-negative bacteria, such as E. coli, Salmonella, Shigella, Pseudomonas, Neisseria, Haemophilus, and some other lesser known pathogens. The endotoxins of Gram-negative bacteria are LPS molecules with three distinct domains referred to as lipid A, core oligosaccharide and O-polysaccharide. The lipid A and core oligosaccharide comprise the endotoxin core and are relatively conserved among different Gram-negative bacterial species. The O-polysaccharides show wide structural diversity and give rise to the O-specificity of different strain and species serotypes. Lipid A is the toxic moiety of endotoxin, and is covalently linked to core oligosaccharide in all LPS. Rough (R) bacteria lack the O-polysaccharide of their smooth (S) strain bacteria counterparts, and different rough mutant bacteria have been isolated expressing a range of incomplete core oligosaccharide structures ranging from complete core (Ra) to deep-rough (Re) mutants expressing only lipid A linked to inner-core KDO residues. During life, humans as well as other vertebrates, are often exposed to LPS, for instance by enterobacteria. While growing, enterobacteria releases small amounts of endotoxins. Predominant part of the endotoxins stay on the cell wall until the bacterium disintegrates. Endotoxins are heat stable, so even boiling the infected material for 30 minutes will not denature it. Watery diarrhea is caused by released LPS that interacts with the digestive track intestine. Cells and tissue can be destroyed by the LPS resulting in inflammation. Furthermore, LPS is a causal factor of NEC (necrotizing enterocolitis), a disorder found mostly in newborn infants. If LPS gains entry to the bloodstream, it can bind the host cells, such as macrophages. LPS responses are complicated and involve complexes of LPS-binding protein (LBP), soluble and/or membrane bound CD14 and Toll like receptor 4 ( TLR4). LBP is a serum protein that catalyzes LPS recognition by CD14. Recognition of LPS triggers a cascade of adverse systemic responses and organ failure (septic shock). | Monoclonal antibodies | 10 mg 0.2 μm filtered protein G purified antibody solution in PBS with a concentration of at least 0.5 mg/ml. The endotoxin concentration is < 24 EU/mg, determined with HIT302 LAL Assay. | Dilutions to be used depend on detection system applied. It is recommended that users test the reagent and determine their own optimal dilutions. The typical starting working dilution is 1:50. | 10E8 heat-killed bacteria | Mouse IgG2a | N/A | 1. Di Padova, FE et al; Identification of widely cross-reactive and cross-protective anti-LPS core monoclonal antibodies (Mabs). Infect Immun 1993, 61:3863 2. Bahrami, S et al; Monoclonal antibody to endotoxin attenuates hemorrhage-induced lung injury and mortality in rats. Crit Care Med 1997, 25: 1030 3. Pollack, M et al; Dual effects of lipopolysaccharide (LPS) antibodies on cellular uptake of LPS and LPS-induced proinflammatory functions. J Immunol 1997, 151: 3519 4. Müller-Loennies, S et al; Identification of a cross-reactive epitope widely present in lipopolysaccharide from enterobacteria and recognized by the cross protective monoclonal antibody WN1 222-5. J Biol Chem 2003, 278: 25618 5. Tsuneyoshi, N et al; The functional and structural properties of MD-2 required for lipopolysaccharide binding are absent in MD-1. J Immunol 2005, 174: 340 6. Estes, J et al; Damaged intestinal epithelial integrity linked to microbial translocation in pathogenic simian immunodeficiency virus infections. PLOS pathogens 2010, 6: e1001052 7. Wang, A et al; Anti-LPS Test Strip for the Detection of Food Contaminated with Salmonella and E. coli. Microbial Biochem Technol 2011, 3:2 8. Barclay, G et al; Monoclonal Antibodies to Endotoxin Core Segregate into Families of Specificity and Cross-Reactivity to Lipopolysaccharides in ELISA by Correlation Cluster Analysis. 9. Cosgrove, C et al; Early and nonreversible decrease of CD161++/MAIT cells in HIV infection. Blood 2013, 121: 951 10. Ruan, X et al. In Vitro O-Antigen Ligase Assay. Methods Mol Biol 2013, 1022: 185 11. Belcher, J et a; Heme triggers TLR4 signaling leading to endothelial cell activation and vaso-occlusion in murine sickle cell disease. Blood 2014, 123: 377 | Product should be stored at 4 °C. Under recommended storage conditions, product is stable for at least one year. The exact expiry date is indicated on the label | For research use only. Not for use in or on humans or animals or for diagnostics. It is the responsibility of the user to comply with all local/state and federal rules in the use of this product. Hycult Biotech is not responsible for any patent infringements that might result from the use or derivation of this product. | W: A non-reduced sample treatment and SDS-PAGE was used (Ref. 1 and 5). IHC-P: Antigen retrieval was performed by heating sections in 1x DIVA Decloaker reagent. As positive control gut or lymph node of SIV-infected rhesus macaques was used and as negative control gut or lymph node of non-SIV-infected rhesus macaques (Ref.6). | LPS core
https://www.hycultbiotech.com/products/types/hm6011-5mg | Lipopolysaccharide Core, mAb WN1 222-5 | 5 mg | Functional studies, Immuno assays, Paraffin sections, Western blot |  | The mouse monoclonal antibody clone WN1 222-5 recognizes the core region of lipopolysaccharide (LPS), whereas it lacks reactivity with free lipid A and Rd2 or smaller LPS. LPS is a constituent of the outer membrane of the cell wall of certain types of Gram-negative bacteria, such as E. coli, Salmonella, Shigella, Pseudomonas, Neisseria, Haemophilus, and some other lesser known pathogens. The endotoxins of Gram-negative bacteria are LPS molecules with three distinct domains referred to as lipid A, core oligosaccharide and O-polysaccharide. The lipid A and core oligosaccharide comprise the endotoxin core and are relatively conserved among different Gram-negative bacterial species. The O-polysaccharides show wide structural diversity and give rise to the O-specificity of different strain and species serotypes. Lipid A is the toxic moiety of endotoxin, and is covalently linked to core oligosaccharide in all LPS. Rough (R) bacteria lack the O-polysaccharide of their smooth (S) strain bacteria counterparts, and different rough mutant bacteria have been isolated expressing a range of incomplete core oligosaccharide structures ranging from complete core (Ra) to deep-rough (Re) mutants expressing only lipid A linked to inner-core KDO residues. During life, humans as well as other vertebrates, are often exposed to LPS, for instance by enterobacteria. While growing, enterobacteria releases small amounts of endotoxins. Predominant part of the endotoxins stay on the cell wall until the bacterium disintegrates. Endotoxins are heat stable, so even boiling the infected material for 30 minutes will not denature it. Watery diarrhea is caused by released LPS that interacts with the digestive track intestine. Cells and tissue can be destroyed by the LPS resulting in inflammation. Furthermore, LPS is a causal factor of NEC (necrotizing enterocolitis), a disorder found mostly in newborn infants. If LPS gains entry to the bloodstream, it can bind the host cells, such as macrophages. LPS responses are complicated and involve complexes of LPS-binding protein (LBP), soluble and/or membrane bound CD14 and Toll like receptor 4 ( TLR4). LBP is a serum protein that catalyzes LPS recognition by CD14. Recognition of LPS triggers a cascade of adverse systemic responses and organ failure (septic shock). | Monoclonal antibodies | 5 mg 0.2 μm filtered protein G purified antibody solution in PBS with a concentration of at least 0.5 mg/ml. The endotoxin concentration is < 24 EU/mg, determined with HIT302 LAL Assay. | Dilutions to be used depend on detection system applied. It is recommended that users test the reagent and determine their own optimal dilutions. The typical starting working dilution is 1:50. | 10E8 heat-killed bacteria | Mouse IgG2a | N/A | 1. Di Padova, FE et al; Identification of widely cross-reactive and cross-protective anti-LPS core monoclonal antibodies (Mabs). Infect Immun 1993, 61:3863 2. Bahrami, S et al; Monoclonal antibody to endotoxin attenuates hemorrhage-induced lung injury and mortality in rats. Crit Care Med 1997, 25: 1030 3. Pollack, M et al; Dual effects of lipopolysaccharide (LPS) antibodies on cellular uptake of LPS and LPS-induced proinflammatory functions. J Immunol 1997, 151: 3519 4. Müller-Loennies, S et al; Identification of a cross-reactive epitope widely present in lipopolysaccharide from enterobacteria and recognized by the cross protective monoclonal antibody WN1 222-5. J Biol Chem 2003, 278: 25618 5. Tsuneyoshi, N et al; The functional and structural properties of MD-2 required for lipopolysaccharide binding are absent in MD-1. J Immunol 2005, 174: 340 6. Estes, J et al; Damaged intestinal epithelial integrity linked to microbial translocation in pathogenic simian immunodeficiency virus infections. PLOS pathogens 2010, 6: e1001052 7. Wang, A et al; Anti-LPS Test Strip for the Detection of Food Contaminated with Salmonella and E. coli. Microbial Biochem Technol 2011, 3:2 8. Barclay, G et al; Monoclonal Antibodies to Endotoxin Core Segregate into Families of Specificity and Cross-Reactivity to Lipopolysaccharides in ELISA by Correlation Cluster Analysis. 9. Cosgrove, C et al; Early and nonreversible decrease of CD161++/MAIT cells in HIV infection. Blood 2013, 121: 951 10. Ruan, X et al. In Vitro O-Antigen Ligase Assay. Methods Mol Biol 2013, 1022: 185 11. Belcher, J et a; Heme triggers TLR4 signaling leading to endothelial cell activation and vaso-occlusion in murine sickle cell disease. Blood 2014, 123: 377 | Product should be stored at 4 °C. Under recommended storage conditions, product is stable for at least one year. The exact expiry date is indicated on the label | For research use only. Not for use in or on humans or animals or for diagnostics. It is the responsibility of the user to comply with all local/state and federal rules in the use of this product. Hycult Biotech is not responsible for any patent infringements that might result from the use or derivation of this product. | W: A non-reduced sample treatment and SDS-PAGE was used (Ref. 1 and 5). IHC-P: Antigen retrieval was performed by heating sections in 1x DIVA Decloaker reagent. As positive control gut or lymph node of SIV-infected rhesus macaques was used and as negative control gut or lymph node of non-SIV-infected rhesus macaques (Ref.6). | LPS core
https://www.hycultbiotech.com/products/types/hm6011-1mg | Lipopolysaccharide Core, mAb WN1 222-5 | 1 mg | Functional studies, Immuno assays, Paraffin sections, Western blot |  | The mouse monoclonal antibody clone WN1 222-5 recognizes the core region of lipopolysaccharide (LPS), whereas it lacks reactivity with free lipid A and Rd2 or smaller LPS. LPS is a constituent of the outer membrane of the cell wall of certain types of Gram-negative bacteria, such as E. coli, Salmonella, Shigella, Pseudomonas, Neisseria, Haemophilus, and some other lesser known pathogens. The endotoxins of Gram-negative bacteria are LPS molecules with three distinct domains referred to as lipid A, core oligosaccharide and O-polysaccharide. The lipid A and core oligosaccharide comprise the endotoxin core and are relatively conserved among different Gram-negative bacterial species. The O-polysaccharides show wide structural diversity and give rise to the O-specificity of different strain and species serotypes. Lipid A is the toxic moiety of endotoxin, and is covalently linked to core oligosaccharide in all LPS. Rough (R) bacteria lack the O-polysaccharide of their smooth (S) strain bacteria counterparts, and different rough mutant bacteria have been isolated expressing a range of incomplete core oligosaccharide structures ranging from complete core (Ra) to deep-rough (Re) mutants expressing only lipid A linked to inner-core KDO residues. During life, humans as well as other vertebrates, are often exposed to LPS, for instance by enterobacteria. While growing, enterobacteria releases small amounts of endotoxins. Predominant part of the endotoxins stay on the cell wall until the bacterium disintegrates. Endotoxins are heat stable, so even boiling the infected material for 30 minutes will not denature it. Watery diarrhea is caused by released LPS that interacts with the digestive track intestine. Cells and tissue can be destroyed by the LPS resulting in inflammation. Furthermore, LPS is a causal factor of NEC (necrotizing enterocolitis), a disorder found mostly in newborn infants. If LPS gains entry to the bloodstream, it can bind the host cells, such as macrophages. LPS responses are complicated and involve complexes of LPS-binding protein (LBP), soluble and/or membrane bound CD14 and Toll like receptor 4 ( TLR4). LBP is a serum protein that catalyzes LPS recognition by CD14. Recognition of LPS triggers a cascade of adverse systemic responses and organ failure (septic shock). | Monoclonal antibodies | 1 mg 0.2 μm filtered protein G purified antibody solution in PBS with a concentration of at least 0.5 mg/ml. The endotoxin concentration is < 24 EU/mg, determined with HIT302 LAL Assay. | Dilutions to be used depend on detection system applied. It is recommended that users test the reagent and determine their own optimal dilutions. The typical starting working dilution is 1:50. | 10E8 heat-killed bacteria | Mouse IgG2a | N/A | 1. Di Padova, FE et al; Identification of widely cross-reactive and cross-protective anti-LPS core monoclonal antibodies (Mabs). Infect Immun 1993, 61:3863 2. Bahrami, S et al; Monoclonal antibody to endotoxin attenuates hemorrhage-induced lung injury and mortality in rats. Crit Care Med 1997, 25: 1030 3. Pollack, M et al; Dual effects of lipopolysaccharide (LPS) antibodies on cellular uptake of LPS and LPS-induced proinflammatory functions. J Immunol 1997, 151: 3519 4. Müller-Loennies, S et al; Identification of a cross-reactive epitope widely present in lipopolysaccharide from enterobacteria and recognized by the cross protective monoclonal antibody WN1 222-5. J Biol Chem 2003, 278: 25618 5. Tsuneyoshi, N et al; The functional and structural properties of MD-2 required for lipopolysaccharide binding are absent in MD-1. J Immunol 2005, 174: 340 6. Estes, J et al; Damaged intestinal epithelial integrity linked to microbial translocation in pathogenic simian immunodeficiency virus infections. PLOS pathogens 2010, 6: e1001052 7. Wang, A et al; Anti-LPS Test Strip for the Detection of Food Contaminated with Salmonella and E. coli. Microbial Biochem Technol 2011, 3:2 8. Barclay, G et al; Monoclonal Antibodies to Endotoxin Core Segregate into Families of Specificity and Cross-Reactivity to Lipopolysaccharides in ELISA by Correlation Cluster Analysis. 9. Cosgrove, C et al; Early and nonreversible decrease of CD161++/MAIT cells in HIV infection. Blood 2013, 121: 951 10. Ruan, X et al. In Vitro O-Antigen Ligase Assay. Methods Mol Biol 2013, 1022: 185 11. Belcher, J et a; Heme triggers TLR4 signaling leading to endothelial cell activation and vaso-occlusion in murine sickle cell disease. Blood 2014, 123: 377 | Product should be stored at 4 °C. Under recommended storage conditions, product is stable for at least one year. The exact expiry date is indicated on the label | For research use only. Not for use in or on humans or animals or for diagnostics. It is the responsibility of the user to comply with all local/state and federal rules in the use of this product. Hycult Biotech is not responsible for any patent infringements that might result from the use or derivation of this product. | W: A non-reduced sample treatment and SDS-PAGE was used (Ref. 1 and 5). IHC-P: Antigen retrieval was performed by heating sections in 1x DIVA Decloaker reagent. As positive control gut or lymph node of SIV-infected rhesus macaques was used and as negative control gut or lymph node of non-SIV-infected rhesus macaques (Ref.6). | LPS core
https://www.hycultbiotech.com/products/types/hm2286-10mg | C3b/iC3b, Human, mAb 3E7 | 10 mg | Flow cytometry, Functional studies, Immuno fluorescence |  | Monoclonal antibody 3E7 recognizes human complement C3b/iC3b and blocks activation of the alternative pathway (AP). The complement system plays important roles in both innate and adaptive immune response and can produce an inflammatory and protective reaction to challenges from pathogens before an adaptive response can occur. There are three pathways of complement activation. The classical pathway is initiated by Immune complexes; the lectin pathway by surface bound mannan binding lectin; and the AP by all the surfaces that are not specifically protected against it. Each generates a C3 convertase, a serine protease that cleaves the central complement protein C3, and generates the major cleavage fragment C3b. The C3 and C5 convertases are enzymatic complexes that initiate and amplify the activity of the complement pathways and ultimately generate the cytolytic MAC. Upon activation of C3 two fragments are generated. The smaller anaphylatoxin C3a and the larger short lived C3b. The latter is highly reactive and can bind to complement-activating particles or immune-complexes. Unlike the classical pathway, the AP is in state of continuous activation. The AP plays an important role in tissues damage and inflammation associated with certain autoimmune diseases and with ischemia-reperfusion injury. Increasing evidence suggests blocking activation of AP can prevent or reduce certain disease pathologies and maintain host defense afforded by CP and LP. Deposition of C3b on cell surfaces can opsonize cells for destruction. Cell bound C3b can be degraded to inactive forms, iC3b and then C3dg. Antibody 3E7 shows enhanced specificity for C3b(i) attached to a cell surface and it can bind to C3b(i)-opsonized cells in whole blood. The antibody blocks AP based on its capacity to prevent C3b deposition on the surface of a variety AP activators and also inhibits AP-promoted lysis of rabbit erythrocytes, as used in the standard AP50 test. Clone 3E7 competes with factor B and H for binding to C3b-opsonized substrates. The use of 3E7 has been shown to enhance the immunotherapeutic action of Rituximab. The CP is not affected or enhanced by this antibody. | Monoclonal antibodies | 10 mg 0.2 μm filtered protein G purified antibody solution in PBS with a concentration of at least 0.5 mg/ml. The endotoxin concentration is < 24 EU/mg, determined with HIT302 LAL Assay. | The typical starting working dilution is 1:50. For functional studies, in vitro dilutions have to be optimized in user’s experimental setting. | C3b(i)-Sepharose | Mouse IgG1 | Human | 1. Kennedy, A et al; An anti-C3b(i) mAb enhances complement activation, C3b(i) deposition and killing of CD20 cells by rituximab. Blood 2003, 101:3 2. Kennedy, A et al; Rituximab infusion promotes rapid complement depletion and acute CD20 loss in Chronic Lymphocytic Leukemia. Journal of Immunology 2004, 172:5 3. Pawluczkowycz, A et al; Hematin promotes complement alternative pathway-mediated deposition of C3 activation fragments on human erythrocytes: Potential implications for the pathogenesis of anemia in malaria. Journal of Immunology 2007, 178:8 4. Risitano, AM; Paroxysmal nocturnal hemoglobinuria and other complement-mediated hematological disorders. Immunobiology 2012, 217:11 5. Lindorfer, M et al; A novel approach to preventing the hemolysis of paroxysmal nocturnal hemoglobinuria: both complement-mediated cytolysis and C3 deposition are blocked by a monoclonal antibody specific for the alternative pathway of complement. Blood 2010, 115:11 6. DiLillo, D et al; Selective and efficient inhibition of the alternative pathway of complement by a mAb that recognizes C3b/iC3b. Molecular Immunology 2006, 43:7 7. Paixão-Cavalvante, D et al; A humanized antibody that regulates the alternative pathway convertase: Potential for therapy of renal disease associated with nephritic factors. Journal of Immunology 2014, 192:10 8. Beum, P et al; Complement activation on B lymphocytes opsonized with rituximab or ofatumumab produces substantial changes in membrane structure preceding cell lysis. Journal of immunology 2008, 181:1 | Product should be stored at 4°C. Under recommended storage conditions, product is stable for at least one year. The exact expiry date is indicated on the label. | For research use only. Not for use in or on humans or animals or for diagnostics. It is the responsibility of the user to comply with all local/state and federal rules in the use of this product. Hycult Biotech is not responsible for any patent infringements that might result from the use or derivation of this product. | mAb 3E7 blocks the alternative pathway and not the classical pathway (Ref5).
https://www.hycultbiotech.com/products/types/hm2286-5mg | C3b/iC3b, Human, mAb 3E7 | 5 mg | Flow cytometry, Functional studies, Immuno fluorescence |  | Monoclonal antibody 3E7 recognizes human complement C3b/iC3b and blocks activation of the alternative pathway (AP). The complement system plays important roles in both innate and adaptive immune response and can produce an inflammatory and protective reaction to challenges from pathogens before an adaptive response can occur. There are three pathways of complement activation. The classical pathway is initiated by Immune complexes; the lectin pathway by surface bound mannan binding lectin; and the AP by all the surfaces that are not specifically protected against it. Each generates a C3 convertase, a serine protease that cleaves the central complement protein C3, and generates the major cleavage fragment C3b. The C3 and C5 convertases are enzymatic complexes that initiate and amplify the activity of the complement pathways and ultimately generate the cytolytic MAC. Upon activation of C3 two fragments are generated. The smaller anaphylatoxin C3a and the larger short lived C3b. The latter is highly reactive and can bind to complement-activating particles or immune-complexes. Unlike the classical pathway, the AP is in state of continuous activation. The AP plays an important role in tissues damage and inflammation associated with certain autoimmune diseases and with ischemia-reperfusion injury. Increasing evidence suggests blocking activation of AP can prevent or reduce certain disease pathologies and maintain host defense afforded by CP and LP. Deposition of C3b on cell surfaces can opsonize cells for destruction. Cell bound C3b can be degraded to inactive forms, iC3b and then C3dg. Antibody 3E7 shows enhanced specificity for C3b(i) attached to a cell surface and it can bind to C3b(i)-opsonized cells in whole blood. The antibody blocks AP based on its capacity to prevent C3b deposition on the surface of a variety AP activators and also inhibits AP-promoted lysis of rabbit erythrocytes, as used in the standard AP50 test. Clone 3E7 competes with factor B and H for binding to C3b-opsonized substrates. The use of 3E7 has been shown to enhance the immunotherapeutic action of Rituximab. The CP is not affected or enhanced by this antibody. | Monoclonal antibodies | 5 mg 0.2 μm filtered protein G purified antibody solution in PBS with a concentration of at least 0.5 mg/ml. The endotoxin concentration is < 24 EU/mg, determined with HIT302 LAL Assay. | The typical starting working dilution is 1:50. For functional studies, in vitro dilutions have to be optimized in user’s experimental setting. | C3b(i)-Sepharose | Mouse IgG1 | Human | 1. Kennedy, A et al; An anti-C3b(i) mAb enhances complement activation, C3b(i) deposition and killing of CD20 cells by rituximab. Blood 2003, 101:3 2. Kennedy, A et al; Rituximab infusion promotes rapid complement depletion and acute CD20 loss in Chronic Lymphocytic Leukemia. Journal of Immunology 2004, 172:5 3. Pawluczkowycz, A et al; Hematin promotes complement alternative pathway-mediated deposition of C3 activation fragments on human erythrocytes: Potential implications for the pathogenesis of anemia in malaria. Journal of Immunology 2007, 178:8 4. Risitano, AM; Paroxysmal nocturnal hemoglobinuria and other complement-mediated hematological disorders. Immunobiology 2012, 217:11 5. Lindorfer, M et al; A novel approach to preventing the hemolysis of paroxysmal nocturnal hemoglobinuria: both complement-mediated cytolysis and C3 deposition are blocked by a monoclonal antibody specific for the alternative pathway of complement. Blood 2010, 115:11 6. DiLillo, D et al; Selective and efficient inhibition of the alternative pathway of complement by a mAb that recognizes C3b/iC3b. Molecular Immunology 2006, 43:7 7. Paixão-Cavalvante, D et al; A humanized antibody that regulates the alternative pathway convertase: Potential for therapy of renal disease associated with nephritic factors. Journal of Immunology 2014, 192:10 8. Beum, P et al; Complement activation on B lymphocytes opsonized with rituximab or ofatumumab produces substantial changes in membrane structure preceding cell lysis. Journal of immunology 2008, 181:1 | Product should be stored at 4°C. Under recommended storage conditions, product is stable for at least one year. The exact expiry date is indicated on the label. | For research use only. Not for use in or on humans or animals or for diagnostics. It is the responsibility of the user to comply with all local/state and federal rules in the use of this product. Hycult Biotech is not responsible for any patent infringements that might result from the use or derivation of this product. | mAb 3E7 blocks the alternative pathway and not the classical pathway (Ref5).
https://www.hycultbiotech.com/products/types/hm2286-1mg | C3b/iC3b, Human, mAb 3E7 | 1 mg | Flow cytometry, Functional studies, Immuno fluorescence |  | Monoclonal antibody 3E7 recognizes human complement C3b/iC3b and blocks activation of the alternative pathway (AP). The complement system plays important roles in both innate and adaptive immune response and can produce an inflammatory and protective reaction to challenges from pathogens before an adaptive response can occur. There are three pathways of complement activation. The classical pathway is initiated by Immune complexes; the lectin pathway by surface bound mannan binding lectin; and the AP by all the surfaces that are not specifically protected against it. Each generates a C3 convertase, a serine protease that cleaves the central complement protein C3, and generates the major cleavage fragment C3b. The C3 and C5 convertases are enzymatic complexes that initiate and amplify the activity of the complement pathways and ultimately generate the cytolytic MAC. Upon activation of C3 two fragments are generated. The smaller anaphylatoxin C3a and the larger short lived C3b. The latter is highly reactive and can bind to complement-activating particles or immune-complexes. Unlike the classical pathway, the AP is in state of continuous activation. The AP plays an important role in tissues damage and inflammation associated with certain autoimmune diseases and with ischemia-reperfusion injury. Increasing evidence suggests blocking activation of AP can prevent or reduce certain disease pathologies and maintain host defense afforded by CP and LP. Deposition of C3b on cell surfaces can opsonize cells for destruction. Cell bound C3b can be degraded to inactive forms, iC3b and then C3dg. Antibody 3E7 shows enhanced specificity for C3b(i) attached to a cell surface and it can bind to C3b(i)-opsonized cells in whole blood. The antibody blocks AP based on its capacity to prevent C3b deposition on the surface of a variety AP activators and also inhibits AP-promoted lysis of rabbit erythrocytes, as used in the standard AP50 test. Clone 3E7 competes with factor B and H for binding to C3b-opsonized substrates. The use of 3E7 has been shown to enhance the immunotherapeutic action of Rituximab. The CP is not affected or enhanced by this antibody. | Monoclonal antibodies | 1 mg 0.2 μm filtered protein G purified antibody solution in PBS with a concentration of at least 0.5 mg/ml. The endotoxin concentration is < 24 EU/mg, determined with HIT302 LAL Assay. | The typical starting working dilution is 1:50. For functional studies, in vitro dilutions have to be optimized in user’s experimental setting. | C3b(i)-Sepharose | Mouse IgG1 | Human | 1. Kennedy, A et al; An anti-C3b(i) mAb enhances complement activation, C3b(i) deposition and killing of CD20 cells by rituximab. Blood 2003, 101:3 2. Kennedy, A et al; Rituximab infusion promotes rapid complement depletion and acute CD20 loss in Chronic Lymphocytic Leukemia. Journal of Immunology 2004, 172:5 3. Pawluczkowycz, A et al; Hematin promotes complement alternative pathway-mediated deposition of C3 activation fragments on human erythrocytes: Potential implications for the pathogenesis of anemia in malaria. Journal of Immunology 2007, 178:8 4. Risitano, AM; Paroxysmal nocturnal hemoglobinuria and other complement-mediated hematological disorders. Immunobiology 2012, 217:11 5. Lindorfer, M et al; A novel approach to preventing the hemolysis of paroxysmal nocturnal hemoglobinuria: both complement-mediated cytolysis and C3 deposition are blocked by a monoclonal antibody specific for the alternative pathway of complement. Blood 2010, 115:11 6. DiLillo, D et al; Selective and efficient inhibition of the alternative pathway of complement by a mAb that recognizes C3b/iC3b. Molecular Immunology 2006, 43:7 7. Paixão-Cavalvante, D et al; A humanized antibody that regulates the alternative pathway convertase: Potential for therapy of renal disease associated with nephritic factors. Journal of Immunology 2014, 192:10 8. Beum, P et al; Complement activation on B lymphocytes opsonized with rituximab or ofatumumab produces substantial changes in membrane structure preceding cell lysis. Journal of immunology 2008, 181:1 | Product should be stored at 4°C. Under recommended storage conditions, product is stable for at least one year. The exact expiry date is indicated on the label. | For research use only. Not for use in or on humans or animals or for diagnostics. It is the responsibility of the user to comply with all local/state and federal rules in the use of this product. Hycult Biotech is not responsible for any patent infringements that might result from the use or derivation of this product. | mAb 3E7 blocks the alternative pathway and not the classical pathway (Ref5).
https://www.hycultbiotech.com/products/types/hm2285-10mg | C3b/iC3b, Human, mAb 5G9 | 10 mg | Functional studies |  | The monoclonal antibody 5G9 recognizes Complement Factor C3b/iC3b, it specifically binds human C3 as well as the breakdown products C3b and iC3b. C3 plays a central role in the activation of the complement system. Its activation is required for both classical and alternative complement activation pathways. People with C3 deficiency are susceptible to bacterial infection. One form of C3-convertase, also known as C4b2a, is formed by a heterodimer of activated forms of C4 and C2. It catalyzes the proteolytic cleavage of C3 into C3a and C3b, generated during activation through the classical pathway as well as the lectin pathway. C3a is an anaphylotoxin and the precursor of some cytokines such as ASP, and C3b serves as an opsonizing agent. Factor I can cleave C3b into C3c and C3d, the latter of which plays a role in enhancing B cell responses. In the alternative complement pathway, C3 is cleaved by C3bBb, another form of C3-convertase composed of activated forms of C3 (C3b) and factor B (Bb). Once C3 is activated to C3b, it exposes a reactive thioester that allows the peptide to covalently attach to any surface that can provide a nucleophile such as a primary amine or a hydroxyl group. Activated C3 can then interact with factor B. Factor B is then activated by factor D, to form Bb. The resultant complex, C3bBb, is called the alternative pathway (AP) C3 convertase. C3bBb is deactivated in steps. First, the proteolytic component of the convertase, Bb, is removed by complement regulatory proteins having decay-accelerating factor (DAF) activity. Next, C3b is broken down progressively to first iC3b, then C3c + C3dg, and then finally C3d. Factor I is the protease that performs these cuts with CR1 as cofactor. Clone 5G9 recognize separate, non-overlapping epitopes on C3 fragments. Levels of C3 in the blood may be measured to support or refute a particular medical diagnosis. For example, low C3 levels are associated with some types of kidney disease such as post-infectious glomerulonephritis and shunt nephritis. | Monoclonal antibodies | 10 mg 0.2 μm filtered protein G purified antibody solution in PBS with a concentration of at least 0.5 mg/ml. The endotoxin concentration is < 24 EU/mg, determined with HIT302 LAL Assay. | The typical starting working dilution is 1:50. For functional studies, in vitro dilutions have to be optimized in user’s experimental setting. |  | Mouse IgG2a | Human | 1. Lindorfer, M et al; A novel approach to preventing the hemolysis of paroxysmal nocturnal hemoglobinuria: both complement-mediated cytolysis and C3 deposition are blocked by a monoclonal antibody specific for the alternative pathway of complement. Blood 2010, 115:11 | Product should be stored at 4°C. Under recommended storage conditions, product is stable for at least one year. The exact expiry date is indicated on the label. | For research use only. Not for use in or on humans or animals or for diagnostics. It is the responsibility of the user to comply with all local/state and federal rules in the use of this product. Hycult Biotech is not responsible for any patent infringements that might result from the use or derivation of this product. | mAb 5G9 inhibits the classical pathway and not the alternative pathway (Ref1).
https://www.hycultbiotech.com/products/types/hm2285-5mg | C3b/iC3b, Human, mAb 5G9 | 5 mg | Functional studies |  | The monoclonal antibody 5G9 recognizes Complement Factor C3b/iC3b, it specifically binds human C3 as well as the breakdown products C3b and iC3b. C3 plays a central role in the activation of the complement system. Its activation is required for both classical and alternative complement activation pathways. People with C3 deficiency are susceptible to bacterial infection. One form of C3-convertase, also known as C4b2a, is formed by a heterodimer of activated forms of C4 and C2. It catalyzes the proteolytic cleavage of C3 into C3a and C3b, generated during activation through the classical pathway as well as the lectin pathway. C3a is an anaphylotoxin and the precursor of some cytokines such as ASP, and C3b serves as an opsonizing agent. Factor I can cleave C3b into C3c and C3d, the latter of which plays a role in enhancing B cell responses. In the alternative complement pathway, C3 is cleaved by C3bBb, another form of C3-convertase composed of activated forms of C3 (C3b) and factor B (Bb). Once C3 is activated to C3b, it exposes a reactive thioester that allows the peptide to covalently attach to any surface that can provide a nucleophile such as a primary amine or a hydroxyl group. Activated C3 can then interact with factor B. Factor B is then activated by factor D, to form Bb. The resultant complex, C3bBb, is called the alternative pathway (AP) C3 convertase. C3bBb is deactivated in steps. First, the proteolytic component of the convertase, Bb, is removed by complement regulatory proteins having decay-accelerating factor (DAF) activity. Next, C3b is broken down progressively to first iC3b, then C3c + C3dg, and then finally C3d. Factor I is the protease that performs these cuts with CR1 as cofactor. Clone 5G9 recognize separate, non-overlapping epitopes on C3 fragments. Levels of C3 in the blood may be measured to support or refute a particular medical diagnosis. For example, low C3 levels are associated with some types of kidney disease such as post-infectious glomerulonephritis and shunt nephritis. | Monoclonal antibodies | 5 mg 0.2 μm filtered protein G purified antibody solution in PBS with a concentration of at least 0.5 mg/ml. The endotoxin concentration is < 24 EU/mg, determined with HIT302 LAL Assay. | The typical starting working dilution is 1:50. For functional studies, in vitro dilutions have to be optimized in user’s experimental setting. |  | Mouse IgG2a | Human | 1. Lindorfer, M et al; A novel approach to preventing the hemolysis of paroxysmal nocturnal hemoglobinuria: both complement-mediated cytolysis and C3 deposition are blocked by a monoclonal antibody specific for the alternative pathway of complement. Blood 2010, 115:11 | Product should be stored at 4°C. Under recommended storage conditions, product is stable for at least one year. The exact expiry date is indicated on the label. | For research use only. Not for use in or on humans or animals or for diagnostics. It is the responsibility of the user to comply with all local/state and federal rules in the use of this product. Hycult Biotech is not responsible for any patent infringements that might result from the use or derivation of this product. | mAb 5G9 inhibits the classical pathway and not the alternative pathway (Ref1).
https://www.hycultbiotech.com/products/types/hm2285-1mg | C3b/iC3b, Human, mAb 5G9 | 1 mg | Functional studies |  | The monoclonal antibody 5G9 recognizes Complement Factor C3b/iC3b, it specifically binds human C3 as well as the breakdown products C3b and iC3b. C3 plays a central role in the activation of the complement system. Its activation is required for both classical and alternative complement activation pathways. People with C3 deficiency are susceptible to bacterial infection. One form of C3-convertase, also known as C4b2a, is formed by a heterodimer of activated forms of C4 and C2. It catalyzes the proteolytic cleavage of C3 into C3a and C3b, generated during activation through the classical pathway as well as the lectin pathway. C3a is an anaphylotoxin and the precursor of some cytokines such as ASP, and C3b serves as an opsonizing agent. Factor I can cleave C3b into C3c and C3d, the latter of which plays a role in enhancing B cell responses. In the alternative complement pathway, C3 is cleaved by C3bBb, another form of C3-convertase composed of activated forms of C3 (C3b) and factor B (Bb). Once C3 is activated to C3b, it exposes a reactive thioester that allows the peptide to covalently attach to any surface that can provide a nucleophile such as a primary amine or a hydroxyl group. Activated C3 can then interact with factor B. Factor B is then activated by factor D, to form Bb. The resultant complex, C3bBb, is called the alternative pathway (AP) C3 convertase. C3bBb is deactivated in steps. First, the proteolytic component of the convertase, Bb, is removed by complement regulatory proteins having decay-accelerating factor (DAF) activity. Next, C3b is broken down progressively to first iC3b, then C3c + C3dg, and then finally C3d. Factor I is the protease that performs these cuts with CR1 as cofactor. Clone 5G9 recognize separate, non-overlapping epitopes on C3 fragments. Levels of C3 in the blood may be measured to support or refute a particular medical diagnosis. For example, low C3 levels are associated with some types of kidney disease such as post-infectious glomerulonephritis and shunt nephritis. | Monoclonal antibodies | 1 mg 0.2 μm filtered protein G purified antibody solution in PBS with a concentration of at least 0.5 mg/ml. The endotoxin concentration is < 24 EU/mg, determined with HIT302 LAL Assay. | The typical starting working dilution is 1:50. For functional studies, in vitro dilutions have to be optimized in user’s experimental setting. |  | Mouse IgG2a | Human | 1. Lindorfer, M et al; A novel approach to preventing the hemolysis of paroxysmal nocturnal hemoglobinuria: both complement-mediated cytolysis and C3 deposition are blocked by a monoclonal antibody specific for the alternative pathway of complement. Blood 2010, 115:11 | Product should be stored at 4°C. Under recommended storage conditions, product is stable for at least one year. The exact expiry date is indicated on the label. | For research use only. Not for use in or on humans or animals or for diagnostics. It is the responsibility of the user to comply with all local/state and federal rules in the use of this product. Hycult Biotech is not responsible for any patent infringements that might result from the use or derivation of this product. | mAb 5G9 inhibits the classical pathway and not the alternative pathway (Ref1).
https://www.hycultbiotech.com/products/types/hm2247-10mg | TLR4, Human, mAb 3C3 | 10 mg | Flow cytometry, Functional studies |  | The monoclonal antibody 3C3 reacts with human Toll-like receptor 4 (TLR4, CD284). TLRs belong to a family of proteins that specifically recognize and sense microbial products. They are highly conserved throughout evolution. In Drosophila, toll is required for the anti-fungal response, while the related 18-wheeler is involved in antibacterial defences. TLRs identified as type I transmembrane signalling receptors act as innate immune recognition receptors against many pathogens. TLR4 is a functional receptor for gram-negative bacterial lipopolysaccharides (LPS). TLR4 associates with MD-2 which is absolutely required for LPS-induced activation of TLR4. TLR4 has been identified next to MD-2 and CD14 as a receptor that is central to the innate immune response to LPS of Gram-negative bacteria. The monoclonal antibody 3C3 is a TLR4 function-blocking antibody that is useful for studies on the role of TLR4 as a receptor for LPS induced cytokine production by TLR4 bearing cells. | Monoclonal antibodies | 10 mg 0.2 μm filtered antibody solution in PBS with a concentration of at least 0.5 mg/ml. The endotoxin concentration is < 24 EU/mg, determined with HIT302 LAL Assay. | For flow cytometry, dilutions to be used depend on detection system applied. It is recommended that users test the reagent and determine their own optimal dilutions. The typical starting working dilution is 1:50. For functional studies, in vitro dilutions have to be optimized in user's experimental setting. | CHO cells expressing chimeric human TLR4/MD-2 fusion protein | Mouse IgG1 | Human |  | Product should be stored at 4 °C. Under recommended storage conditions, product is stable for one year. | For research use only. Not for use in or on humans or animals or for diagnostics. It is the responsibility of the user to comply with all local/state and federal rules in the use of this product. Hycult Biotech is not responsible for any patent infringements that might result with the use or derivation of this product.
https://www.hycultbiotech.com/products/types/hm2247-5mg | TLR4, Human, mAb 3C3 | 5 mg | Flow cytometry, Functional studies |  | The monoclonal antibody 3C3 reacts with human Toll-like receptor 4 (TLR4, CD284). TLRs belong to a family of proteins that specifically recognize and sense microbial products. They are highly conserved throughout evolution. In Drosophila, toll is required for the anti-fungal response, while the related 18-wheeler is involved in antibacterial defences. TLRs identified as type I transmembrane signalling receptors act as innate immune recognition receptors against many pathogens. TLR4 is a functional receptor for gram-negative bacterial lipopolysaccharides (LPS). TLR4 associates with MD-2 which is absolutely required for LPS-induced activation of TLR4. TLR4 has been identified next to MD-2 and CD14 as a receptor that is central to the innate immune response to LPS of Gram-negative bacteria. The monoclonal antibody 3C3 is a TLR4 function-blocking antibody that is useful for studies on the role of TLR4 as a receptor for LPS induced cytokine production by TLR4 bearing cells. | Monoclonal antibodies | 5 mg 0.2 μm filtered antibody solution in PBS with a concentration of at least 0.5 mg/ml. The endotoxin concentration is < 24 EU/mg, determined with HIT302 LAL Assay. | For flow cytometry, dilutions to be used depend on detection system applied. It is recommended that users test the reagent and determine their own optimal dilutions. The typical starting working dilution is 1:50. For functional studies, in vitro dilutions have to be optimized in user's experimental setting. | CHO cells expressing chimeric human TLR4/MD-2 fusion protein | Mouse IgG1 | Human |  | Product should be stored at 4 °C. Under recommended storage conditions, product is stable for one year. | For research use only. Not for use in or on humans or animals or for diagnostics. It is the responsibility of the user to comply with all local/state and federal rules in the use of this product. Hycult Biotech is not responsible for any patent infringements that might result with the use or derivation of this product.
https://www.hycultbiotech.com/products/types/hm2247-1mg | TLR4, Human, mAb 3C3 | 1 mg | Flow cytometry, Functional studies |  | The monoclonal antibody 3C3 reacts with human Toll-like receptor 4 (TLR4, CD284). TLRs belong to a family of proteins that specifically recognize and sense microbial products. They are highly conserved throughout evolution. In Drosophila, toll is required for the anti-fungal response, while the related 18-wheeler is involved in antibacterial defences. TLRs identified as type I transmembrane signalling receptors act as innate immune recognition receptors against many pathogens. TLR4 is a functional receptor for gram-negative bacterial lipopolysaccharides (LPS). TLR4 associates with MD-2 which is absolutely required for LPS-induced activation of TLR4. TLR4 has been identified next to MD-2 and CD14 as a receptor that is central to the innate immune response to LPS of Gram-negative bacteria. The monoclonal antibody 3C3 is a TLR4 function-blocking antibody that is useful for studies on the role of TLR4 as a receptor for LPS induced cytokine production by TLR4 bearing cells. | Monoclonal antibodies | 1 mg 0.2 μm filtered antibody solution in PBS with a concentration of at least 0.5 mg/ml. The endotoxin concentration is < 24 EU/mg, determined with HIT302 LAL Assay. | For flow cytometry, dilutions to be used depend on detection system applied. It is recommended that users test the reagent and determine their own optimal dilutions. The typical starting working dilution is 1:50. For functional studies, in vitro dilutions have to be optimized in user's experimental setting. | CHO cells expressing chimeric human TLR4/MD-2 fusion protein | Mouse IgG1 | Human |  | Product should be stored at 4 °C. Under recommended storage conditions, product is stable for one year. | For research use only. Not for use in or on humans or animals or for diagnostics. It is the responsibility of the user to comply with all local/state and federal rules in the use of this product. Hycult Biotech is not responsible for any patent infringements that might result with the use or derivation of this product.
https://www.hycultbiotech.com/products/types/hm2247-500ug | TLR4, Human, mAb 3C3 | 0.5 mg | Flow cytometry, Functional studies |  | The monoclonal antibody 3C3 reacts with human Toll-like receptor 4 (TLR4, CD284). TLRs belong to a family of proteins that specifically recognize and sense microbial products. They are highly conserved throughout evolution. In Drosophila, toll is required for the anti-fungal response, while the related 18-wheeler is involved in antibacterial defences. TLRs identified as type I transmembrane signalling receptors act as innate immune recognition receptors against many pathogens. TLR4 is a functional receptor for gram-negative bacterial lipopolysaccharides (LPS). TLR4 associates with MD-2 which is absolutely required for LPS-induced activation of TLR4. TLR4 has been identified next to MD-2 and CD14 as a receptor that is central to the innate immune response to LPS of Gram-negative bacteria. The monoclonal antibody 3C3 is a TLR4 function-blocking antibody that is useful for studies on the role of TLR4 as a receptor for LPS induced cytokine production by TLR4 bearing cells. | Monoclonal antibodies | 0.5 mg 0.2 μm filtered antibody solution in PBS with a concentration of at least 0.5 mg/ml. The endotoxin concentration is < 24 EU/mg, determined with HIT302 LAL Assay. | For flow cytometry, dilutions to be used depend on detection system applied. It is recommended that users test the reagent and determine their own optimal dilutions. The typical starting working dilution is 1:50. For functional studies, in vitro dilutions have to be optimized in user's experimental setting. | CHO cells expressing chimeric human TLR4/MD-2 fusion protein | Mouse IgG1 | Human |  | Product should be stored at 4 °C. Under recommended storage conditions, product is stable for one year. | For research use only. Not for use in or on humans or animals or for diagnostics. It is the responsibility of the user to comply with all local/state and federal rules in the use of this product. Hycult Biotech is not responsible for any patent infringements that might result with the use or derivation of this product.
https://www.hycultbiotech.com/products/types/hm2215-10mg | CD73, Human, mAb 4G4 | 10 mg | Flow cytometry, Frozen sections, Functional studies, Immuno fluorescence, Immuno precipitation, Western blot |  | The monoclonal antibody 4G4 recognizes both membrane bound and soluble human CD73, also known as ecto-5’-nucleotidase. CD73 is a 70-kDa GPI-anchored cell surface molecule and belongs to the 5’-nucleosidase family. CD73 is useful as marker for lymphocyte differentiation. It is abundantly expressed on the vascular endothelium and at a low level on certain subpopulations of human lymphocytes. Like many glycosyl-phosphatidylinositol (GPI)-anchored molecules, it transmits potent activation signals in T cells when ligated by antibodies. CD73 hydrolyzes extracellular nucleotides into membrane permeable nucleosides. Ecto-5’-nucleotidase activity is an important mediator of the anti-inflammatory effect by converting extracellular AMP into a potent anti-inflammatory substance adenosine. CD73 has been shown to function as a co-stimulatory molecule in human T cells and to have a role in regulating lymphocyte adhesion. Triggering of CD73 on the surface of lymphocytes, but not on endothelial cells, results in the shedding of the CD73 and increased adhesion of lymphocytes to endothelium via LFA-1 clustering. Furthermore, CD73 has been implicated to mediate homing of skin-infiltrating lymphocytes in vivo. In B-cell chronic lymphocytic leukemia the expression of CD73 is decreased. Besides this, CD73 activity has been implicated as sensitive and useful indicator for mild zinc deficiency. The monoclonal antibody 4G4 causes a reduction in CD73 expression on lymphocytes, reduces enzyme activity, and inhibits the binding of lymphocytes to endothelial cells. | Monoclonal antibodies | 10 mg 0.2 μm filtered protein G purified antibody solution in PBS with a concentration of at least 0.5 mg/ml. The endotoxin concentration is < 24 EU/mg, determined with HIT302 LAL Assay. | Dilutions to be used depend on detection system applied. It is recommended that users test the reagent and determine their own optimal dilutions. The typical starting working dilution is 1:50. | Inflamed synovial stroma from rheumatoid arthritis patients | Mouse IgG1 | Human | 1. Airas, L et al; Lymphocyte-vascular adhesion protein-2 is a novel 70-kDa molecule involved in lymphocyte adhesion to vascular endothelium. J Immunol 1993, 151: 4228 2. Airas, L et al; CD73 is involved in lymphocyte binding to the endothelium: characterization of lymphocyte-vascular adhesion protein 2 identifies it as CD73. J Exp Med 1995, 182: 1603 3. Airas, L et al; Differential regulation and function of CD73, a glycosyl-phosphatidylinositol-linked 70-kD adhesion molecule, on lymphocytes and endothelial cells. J Cell Biol 1997, 136: 421 4. Airas, L et al; CD73 engagement promotes lymphocyte binding to endothelial cells via a lymphocyte function-associated antigen-1-dependent mechanism. J Immunol 2000, 165: 5411 5. Niemelä, J et al; IFN-alpha induced adenosine production on the endothelium: a mechanism mediated by CD73 (ecto-5’-nucleotidase) up-regulation. J Immunol 2004, 172: 1646 | Product should be stored at 4 °C. Under recommended storage conditions, product is stable for one year. | For research use only. Not for use in or on humans or animals or for diagnostics. It is the responsibility of the user to comply with all local/state and federal rules in the use of this product. Hycult Biotech is not responsible for any patent infringements that might result from the use or derivation of this product. | F: Tissue sections were fixed in acetone.- As positive control anti-CD31 was used and as negative control an isotype antibody (Ref.5). FC: Antibody 4G4 stains the extracellular domain of CD73. As positive control anti-CD3- was used and as negative control an irrelevant antibody (Ref.1). FS: Antibody 4G4 functions as an inhibitor of lymphocyte binding to HUVEC. The antibody was functionally tested by incubating the lymphocytes with the antibody before adding the lymphocytes to an EC monolayer (Ref.1). Furthermore the monoclonal antibody 4G4 causes a reduction in CD73 expression on lymphocytes (Ref.5) and reduces enzyme activity (Ref.2). IF: HUVEC cells were seeded on gelatin-coated coverslips and stained with antibody (Ref.5). | 5'-nucleotidase, ecto (CD73) Gene name: NT5E
https://www.hycultbiotech.com/products/types/hm2215-5mg | CD73, Human, mAb 4G4 | 5 mg | Flow cytometry, Frozen sections, Functional studies, Immuno fluorescence, Immuno precipitation, Western blot |  | The monoclonal antibody 4G4 recognizes both membrane bound and soluble human CD73, also known as ecto-5’-nucleotidase. CD73 is a 70-kDa GPI-anchored cell surface molecule and belongs to the 5’-nucleosidase family. CD73 is useful as marker for lymphocyte differentiation. It is abundantly expressed on the vascular endothelium and at a low level on certain subpopulations of human lymphocytes. Like many glycosyl-phosphatidylinositol (GPI)-anchored molecules, it transmits potent activation signals in T cells when ligated by antibodies. CD73 hydrolyzes extracellular nucleotides into membrane permeable nucleosides. Ecto-5’-nucleotidase activity is an important mediator of the anti-inflammatory effect by converting extracellular AMP into a potent anti-inflammatory substance adenosine. CD73 has been shown to function as a co-stimulatory molecule in human T cells and to have a role in regulating lymphocyte adhesion. Triggering of CD73 on the surface of lymphocytes, but not on endothelial cells, results in the shedding of the CD73 and increased adhesion of lymphocytes to endothelium via LFA-1 clustering. Furthermore, CD73 has been implicated to mediate homing of skin-infiltrating lymphocytes in vivo. In B-cell chronic lymphocytic leukemia the expression of CD73 is decreased. Besides this, CD73 activity has been implicated as sensitive and useful indicator for mild zinc deficiency. The monoclonal antibody 4G4 causes a reduction in CD73 expression on lymphocytes, reduces enzyme activity, and inhibits the binding of lymphocytes to endothelial cells. | Monoclonal antibodies | 5 mg 0.2 μm filtered protein G purified antibody solution in PBS with a concentration of at least 0.5 mg/ml. The endotoxin concentration is < 24 EU/mg, determined with HIT302 LAL Assay. | Dilutions to be used depend on detection system applied. It is recommended that users test the reagent and determine their own optimal dilutions. The typical starting working dilution is 1:50. | Inflamed synovial stroma from rheumatoid arthritis patients | Mouse IgG1 | Human | 1. Airas, L et al; Lymphocyte-vascular adhesion protein-2 is a novel 70-kDa molecule involved in lymphocyte adhesion to vascular endothelium. J Immunol 1993, 151: 4228 2. Airas, L et al; CD73 is involved in lymphocyte binding to the endothelium: characterization of lymphocyte-vascular adhesion protein 2 identifies it as CD73. J Exp Med 1995, 182: 1603 3. Airas, L et al; Differential regulation and function of CD73, a glycosyl-phosphatidylinositol-linked 70-kD adhesion molecule, on lymphocytes and endothelial cells. J Cell Biol 1997, 136: 421 4. Airas, L et al; CD73 engagement promotes lymphocyte binding to endothelial cells via a lymphocyte function-associated antigen-1-dependent mechanism. J Immunol 2000, 165: 5411 5. Niemelä, J et al; IFN-alpha induced adenosine production on the endothelium: a mechanism mediated by CD73 (ecto-5’-nucleotidase) up-regulation. J Immunol 2004, 172: 1646 | Product should be stored at 4 °C. Under recommended storage conditions, product is stable for one year. | For research use only. Not for use in or on humans or animals or for diagnostics. It is the responsibility of the user to comply with all local/state and federal rules in the use of this product. Hycult Biotech is not responsible for any patent infringements that might result from the use or derivation of this product. | F: Tissue sections were fixed in acetone.- As positive control anti-CD31 was used and as negative control an isotype antibody (Ref.5). FC: Antibody 4G4 stains the extracellular domain of CD73. As positive control anti-CD3- was used and as negative control an irrelevant antibody (Ref.1). FS: Antibody 4G4 functions as an inhibitor of lymphocyte binding to HUVEC. The antibody was functionally tested by incubating the lymphocytes with the antibody before adding the lymphocytes to an EC monolayer (Ref.1). Furthermore the monoclonal antibody 4G4 causes a reduction in CD73 expression on lymphocytes (Ref.5) and reduces enzyme activity (Ref.2). IF: HUVEC cells were seeded on gelatin-coated coverslips and stained with antibody (Ref.5). | 5'-nucleotidase, ecto (CD73) Gene name: NT5E
https://www.hycultbiotech.com/products/types/hm2215-1mg | CD73, Human, mAb 4G4 | 1 mg | Flow cytometry, Frozen sections, Functional studies, Immuno fluorescence, Immuno precipitation, Western blot |  | The monoclonal antibody 4G4 recognizes both membrane bound and soluble human CD73, also known as ecto-5’-nucleotidase. CD73 is a 70-kDa GPI-anchored cell surface molecule and belongs to the 5’-nucleosidase family. CD73 is useful as marker for lymphocyte differentiation. It is abundantly expressed on the vascular endothelium and at a low level on certain subpopulations of human lymphocytes. Like many glycosyl-phosphatidylinositol (GPI)-anchored molecules, it transmits potent activation signals in T cells when ligated by antibodies. CD73 hydrolyzes extracellular nucleotides into membrane permeable nucleosides. Ecto-5’-nucleotidase activity is an important mediator of the anti-inflammatory effect by converting extracellular AMP into a potent anti-inflammatory substance adenosine. CD73 has been shown to function as a co-stimulatory molecule in human T cells and to have a role in regulating lymphocyte adhesion. Triggering of CD73 on the surface of lymphocytes, but not on endothelial cells, results in the shedding of the CD73 and increased adhesion of lymphocytes to endothelium via LFA-1 clustering. Furthermore, CD73 has been implicated to mediate homing of skin-infiltrating lymphocytes in vivo. In B-cell chronic lymphocytic leukemia the expression of CD73 is decreased. Besides this, CD73 activity has been implicated as sensitive and useful indicator for mild zinc deficiency. The monoclonal antibody 4G4 causes a reduction in CD73 expression on lymphocytes, reduces enzyme activity, and inhibits the binding of lymphocytes to endothelial cells. | Monoclonal antibodies | 1 mg 0.2 μm filtered protein G purified antibody solution in PBS with a concentration of at least 0.5 mg/ml. The endotoxin concentration is < 24 EU/mg, determined with HIT302 LAL Assay. | Dilutions to be used depend on detection system applied. It is recommended that users test the reagent and determine their own optimal dilutions. The typical starting working dilution is 1:50. | Inflamed synovial stroma from rheumatoid arthritis patients | Mouse IgG1 | Human | 1. Airas, L et al; Lymphocyte-vascular adhesion protein-2 is a novel 70-kDa molecule involved in lymphocyte adhesion to vascular endothelium. J Immunol 1993, 151: 4228 2. Airas, L et al; CD73 is involved in lymphocyte binding to the endothelium: characterization of lymphocyte-vascular adhesion protein 2 identifies it as CD73. J Exp Med 1995, 182: 1603 3. Airas, L et al; Differential regulation and function of CD73, a glycosyl-phosphatidylinositol-linked 70-kD adhesion molecule, on lymphocytes and endothelial cells. J Cell Biol 1997, 136: 421 4. Airas, L et al; CD73 engagement promotes lymphocyte binding to endothelial cells via a lymphocyte function-associated antigen-1-dependent mechanism. J Immunol 2000, 165: 5411 5. Niemelä, J et al; IFN-alpha induced adenosine production on the endothelium: a mechanism mediated by CD73 (ecto-5’-nucleotidase) up-regulation. J Immunol 2004, 172: 1646 | Product should be stored at 4 °C. Under recommended storage conditions, product is stable for one year. | For research use only. Not for use in or on humans or animals or for diagnostics. It is the responsibility of the user to comply with all local/state and federal rules in the use of this product. Hycult Biotech is not responsible for any patent infringements that might result from the use or derivation of this product. | F: Tissue sections were fixed in acetone.- As positive control anti-CD31 was used and as negative control an isotype antibody (Ref.5). FC: Antibody 4G4 stains the extracellular domain of CD73. As positive control anti-CD3- was used and as negative control an irrelevant antibody (Ref.1). FS: Antibody 4G4 functions as an inhibitor of lymphocyte binding to HUVEC. The antibody was functionally tested by incubating the lymphocytes with the antibody before adding the lymphocytes to an EC monolayer (Ref.1). Furthermore the monoclonal antibody 4G4 causes a reduction in CD73 expression on lymphocytes (Ref.5) and reduces enzyme activity (Ref.2). IF: HUVEC cells were seeded on gelatin-coated coverslips and stained with antibody (Ref.5). | 5'-nucleotidase, ecto (CD73) Gene name: NT5E
https://www.hycultbiotech.com/products/types/hm2215-500ug | CD73, Human, mAb 4G4 | 0.5 mg | Flow cytometry, Frozen sections, Functional studies, Immuno fluorescence, Immuno precipitation, Western blot |  | The monoclonal antibody 4G4 recognizes both membrane bound and soluble human CD73, also known as ecto-5’-nucleotidase. CD73 is a 70-kDa GPI-anchored cell surface molecule and belongs to the 5’-nucleosidase family. CD73 is useful as marker for lymphocyte differentiation. It is abundantly expressed on the vascular endothelium and at a low level on certain subpopulations of human lymphocytes. Like many glycosyl-phosphatidylinositol (GPI)-anchored molecules, it transmits potent activation signals in T cells when ligated by antibodies. CD73 hydrolyzes extracellular nucleotides into membrane permeable nucleosides. Ecto-5’-nucleotidase activity is an important mediator of the anti-inflammatory effect by converting extracellular AMP into a potent anti-inflammatory substance adenosine. CD73 has been shown to function as a co-stimulatory molecule in human T cells and to have a role in regulating lymphocyte adhesion. Triggering of CD73 on the surface of lymphocytes, but not on endothelial cells, results in the shedding of the CD73 and increased adhesion of lymphocytes to endothelium via LFA-1 clustering. Furthermore, CD73 has been implicated to mediate homing of skin-infiltrating lymphocytes in vivo. In B-cell chronic lymphocytic leukemia the expression of CD73 is decreased. Besides this, CD73 activity has been implicated as sensitive and useful indicator for mild zinc deficiency. The monoclonal antibody 4G4 causes a reduction in CD73 expression on lymphocytes, reduces enzyme activity, and inhibits the binding of lymphocytes to endothelial cells. | Monoclonal antibodies | 0.5 mg 0.2 μm filtered protein G purified antibody solution in PBS with a concentration of at least 0.5 mg/ml. The endotoxin concentration is < 24 EU/mg, determined with HIT302 LAL Assay. | Dilutions to be used depend on detection system applied. It is recommended that users test the reagent and determine their own optimal dilutions. The typical starting working dilution is 1:50. | Inflamed synovial stroma from rheumatoid arthritis patients | Mouse IgG1 | Human | 1. Airas, L et al; Lymphocyte-vascular adhesion protein-2 is a novel 70-kDa molecule involved in lymphocyte adhesion to vascular endothelium. J Immunol 1993, 151: 4228 2. Airas, L et al; CD73 is involved in lymphocyte binding to the endothelium: characterization of lymphocyte-vascular adhesion protein 2 identifies it as CD73. J Exp Med 1995, 182: 1603 3. Airas, L et al; Differential regulation and function of CD73, a glycosyl-phosphatidylinositol-linked 70-kD adhesion molecule, on lymphocytes and endothelial cells. J Cell Biol 1997, 136: 421 4. Airas, L et al; CD73 engagement promotes lymphocyte binding to endothelial cells via a lymphocyte function-associated antigen-1-dependent mechanism. J Immunol 2000, 165: 5411 5. Niemelä, J et al; IFN-alpha induced adenosine production on the endothelium: a mechanism mediated by CD73 (ecto-5’-nucleotidase) up-regulation. J Immunol 2004, 172: 1646 | Product should be stored at 4 °C. Under recommended storage conditions, product is stable for one year. | For research use only. Not for use in or on humans or animals or for diagnostics. It is the responsibility of the user to comply with all local/state and federal rules in the use of this product. Hycult Biotech is not responsible for any patent infringements that might result from the use or derivation of this product. | F: Tissue sections were fixed in acetone.- As positive control anti-CD31 was used and as negative control an isotype antibody (Ref.5). FC: Antibody 4G4 stains the extracellular domain of CD73. As positive control anti-CD3- was used and as negative control an irrelevant antibody (Ref.1). FS: Antibody 4G4 functions as an inhibitor of lymphocyte binding to HUVEC. The antibody was functionally tested by incubating the lymphocytes with the antibody before adding the lymphocytes to an EC monolayer (Ref.1). Furthermore the monoclonal antibody 4G4 causes a reduction in CD73 expression on lymphocytes (Ref.5) and reduces enzyme activity (Ref.2). IF: HUVEC cells were seeded on gelatin-coated coverslips and stained with antibody (Ref.5). | 5'-nucleotidase, ecto (CD73) Gene name: NT5E
https://www.hycultbiotech.com/products/types/hm2208-10mg | MARCO, Human, mAb PLK-1 | 10 mg | Flow cytometry, Frozen sections, Functional studies, Immuno fluorescence, Immuno precipitation, Western blot |  | The monoclonal antibody PLK-1 recognizes the macrophage receptor with collagenous structure (MARCO). The scavenger receptors (SRs) expressed by macrophages are thought to play an important role in the immune response against bacteria by mediating ligand binding and phagocytosis. SRs can be divided into three different classes based upon their structural properties, which are termed SR-A, SR-B and SR-C. SRs-A are homotrimeric glycoproteins composed of 77 kDa monomers subdivided into 3 types.. The molecular structure of MARCO resembles that of SR-A type I, containing a triple-helical collagenous domain and a scavenger receptor cysteine-rich (SRCR) domain at the C terminus. MARCO is only expressed in some subpopulations of macrophages, although its expression can be strongly upregulated during infection or LPS treatment. Furthermore, MARCO is, like sinusoidal endothelial cell markers DC-SIGNR, LYVE-1 and stabilin-2, expressed by sinusoidal endothelial cells in lymph node. MARCO expressed by alveolar macrophages seems to play an important role in response to inhaled particles and airborne pathogens. The monoclonal antibody PLK-1 binds specifically to MARCO, and has been shown to partially block ligand binding. | Monoclonal antibodies | 10 mg 0.2 μm filtered protein G purified antibody solution in PBS with a concentration of at least 0.5 mg/ml. The endotoxin concentration is < 24 EU/mg, determined with HIT302 LAL Assay. | For immunohistology and flow cytometry dilutions to be used depend on detection system applied. It is recommended that users test the reagent and determine their own optimal dilutions. The typical starting working dilution is 1:50. For inhibition of biological activity in vitro dilutions have to be made according to the amounts of MARCO to be inactivated. | Human alveolar macrophages (recognizes domain V between residues 420 and 431) | Mouse IgG3 | Human | 1. Palecanda, A et al; Receptors for unopsonized particles: the role of alveolar macrophage scavenger receptors.. Curr Mol Med 2001, 1: 589 2. Bunn, H et al; MARCO expression on pediatric alveolar macrophages. Cytometry 2004, 60B: 54 3. Arredouani, M, et al; MARCO is the major binding receptor for unopsonized particles and bacteria on human alveolar macrophages. J Immunol 2005, 175: 6058 4. Martens, J-H et al; Differential expression of a gene signature for scavenger/lectin receptors by endothelial cells and macrophages in human lymph node sinuses, the primary sites of regional metastasis. J Pathol 2006, 208: 574 5. Hamilton, R et al; MARCO mediates silica uptake and toxicity in alveolar macrophages from C57BL/6 mice. J Biol Chem 2006, 281: 34218 6. Bowdish, D et al; MARCO, TLR2, and CD14 are required for macrophage cytokine responses to mycobacterial trehalose dimycolate and Mycobacterium tuberculosis. PloS Pathog 2009, 5: e1000474 | Product should be stored at 4 °C. Under recommended storage conditions, product is stable for one year. | For research use only. Not for use in or on humans or animals or for diagnostics. It is the responsibility of the user to comply with all local/state and Federal rules in the use of this product. Hycult Biotech is not responsible for any patent infringements that might result with the use or derivation of this product. | IHC-F:- Tissue sections can be- fixed in acetone or 2% paraformaldehyde. PLK-1 antibody was used at 5 µg/ml (Ref. 3, 4). FC: Antibody PLK-1 weakly stains alveolar macrophages by recognizing the extracellular domain of MARCO. Transfected COS cells were used as positive control (Ref. 1). FS: Antibody PLK-1 blocks human alveolar macrophages binding to unopsonized particles (Ref.1,3,5). IF: Aveolar macrophages and transfected CHO cells were stained for MARCO using 0.6 µg/ml PLK-1 antibody (Ref. 2, 5) IP: Antibody PLK-1 immunoprecipitates MARCO as 60 and 50 kDa protein from lysates obtained from COS cells transfected with human MARCO (Ref. 3). W: Antibody PLK-1 stained MARCO under non-reducing conditions (Ref. 6). | SCARA2, scavenger receptor class A member 2, macrophage receptor with collagenous structure
https://www.hycultbiotech.com/products/types/hm2208-5mg | MARCO, Human, mAb PLK-1 | 5 mg | Flow cytometry, Frozen sections, Functional studies, Immuno fluorescence, Immuno precipitation, Western blot |  | The monoclonal antibody PLK-1 recognizes the macrophage receptor with collagenous structure (MARCO). The scavenger receptors (SRs) expressed by macrophages are thought to play an important role in the immune response against bacteria by mediating ligand binding and phagocytosis. SRs can be divided into three different classes based upon their structural properties, which are termed SR-A, SR-B and SR-C. SRs-A are homotrimeric glycoproteins composed of 77 kDa monomers subdivided into 3 types.. The molecular structure of MARCO resembles that of SR-A type I, containing a triple-helical collagenous domain and a scavenger receptor cysteine-rich (SRCR) domain at the C terminus. MARCO is only expressed in some subpopulations of macrophages, although its expression can be strongly upregulated during infection or LPS treatment. Furthermore, MARCO is, like sinusoidal endothelial cell markers DC-SIGNR, LYVE-1 and stabilin-2, expressed by sinusoidal endothelial cells in lymph node. MARCO expressed by alveolar macrophages seems to play an important role in response to inhaled particles and airborne pathogens. The monoclonal antibody PLK-1 binds specifically to MARCO, and has been shown to partially block ligand binding. | Monoclonal antibodies | 5 mg 0.2 μm filtered protein G purified antibody solution in PBS with a concentration of at least 0.5 mg/ml. The endotoxin concentration is < 24 EU/mg, determined with HIT302 LAL Assay. | For immunohistology and flow cytometry dilutions to be used depend on detection system applied. It is recommended that users test the reagent and determine their own optimal dilutions. The typical starting working dilution is 1:50. For inhibition of biological activity in vitro dilutions have to be made according to the amounts of MARCO to be inactivated. | Human alveolar macrophages (recognizes domain V between residues 420 and 431) | Mouse IgG3 | Human | 1. Palecanda, A et al; Receptors for unopsonized particles: the role of alveolar macrophage scavenger receptors.. Curr Mol Med 2001, 1: 589 2. Bunn, H et al; MARCO expression on pediatric alveolar macrophages. Cytometry 2004, 60B: 54 3. Arredouani, M, et al; MARCO is the major binding receptor for unopsonized particles and bacteria on human alveolar macrophages. J Immunol 2005, 175: 6058 4. Martens, J-H et al; Differential expression of a gene signature for scavenger/lectin receptors by endothelial cells and macrophages in human lymph node sinuses, the primary sites of regional metastasis. J Pathol 2006, 208: 574 5. Hamilton, R et al; MARCO mediates silica uptake and toxicity in alveolar macrophages from C57BL/6 mice. J Biol Chem 2006, 281: 34218 6. Bowdish, D et al; MARCO, TLR2, and CD14 are required for macrophage cytokine responses to mycobacterial trehalose dimycolate and Mycobacterium tuberculosis. PloS Pathog 2009, 5: e1000474 | Product should be stored at 4 °C. Under recommended storage conditions, product is stable for one year. | For research use only. Not for use in or on humans or animals or for diagnostics. It is the responsibility of the user to comply with all local/state and Federal rules in the use of this product. Hycult Biotech is not responsible for any patent infringements that might result with the use or derivation of this product. | IHC-F:- Tissue sections can be- fixed in acetone or 2% paraformaldehyde. PLK-1 antibody was used at 5 µg/ml (Ref. 3, 4). FC: Antibody PLK-1 weakly stains alveolar macrophages by recognizing the extracellular domain of MARCO. Transfected COS cells were used as positive control (Ref. 1). FS: Antibody PLK-1 blocks human alveolar macrophages binding to unopsonized particles (Ref.1,3,5). IF: Aveolar macrophages and transfected CHO cells were stained for MARCO using 0.6 µg/ml PLK-1 antibody (Ref. 2, 5) IP: Antibody PLK-1 immunoprecipitates MARCO as 60 and 50 kDa protein from lysates obtained from COS cells transfected with human MARCO (Ref. 3). W: Antibody PLK-1 stained MARCO under non-reducing conditions (Ref. 6). | SCARA2, scavenger receptor class A member 2, macrophage receptor with collagenous structure
https://www.hycultbiotech.com/products/types/hm2208-1mg | MARCO, Human, mAb PLK-1 | 1 mg | Flow cytometry, Frozen sections, Functional studies, Immuno fluorescence, Immuno precipitation, Western blot |  | The monoclonal antibody PLK-1 recognizes the macrophage receptor with collagenous structure (MARCO). The scavenger receptors (SRs) expressed by macrophages are thought to play an important role in the immune response against bacteria by mediating ligand binding and phagocytosis. SRs can be divided into three different classes based upon their structural properties, which are termed SR-A, SR-B and SR-C. SRs-A are homotrimeric glycoproteins composed of 77 kDa monomers subdivided into 3 types.. The molecular structure of MARCO resembles that of SR-A type I, containing a triple-helical collagenous domain and a scavenger receptor cysteine-rich (SRCR) domain at the C terminus. MARCO is only expressed in some subpopulations of macrophages, although its expression can be strongly upregulated during infection or LPS treatment. Furthermore, MARCO is, like sinusoidal endothelial cell markers DC-SIGNR, LYVE-1 and stabilin-2, expressed by sinusoidal endothelial cells in lymph node. MARCO expressed by alveolar macrophages seems to play an important role in response to inhaled particles and airborne pathogens. The monoclonal antibody PLK-1 binds specifically to MARCO, and has been shown to partially block ligand binding. | Monoclonal antibodies | 1 mg 0.2 μm filtered protein G purified antibody solution in PBS with a concentration of at least 0.5 mg/ml. The endotoxin concentration is < 24 EU/mg, determined with HIT302 LAL Assay. | For immunohistology and flow cytometry dilutions to be used depend on detection system applied. It is recommended that users test the reagent and determine their own optimal dilutions. The typical starting working dilution is 1:50. For inhibition of biological activity in vitro dilutions have to be made according to the amounts of MARCO to be inactivated. | Human alveolar macrophages (recognizes domain V between residues 420 and 431) | Mouse IgG3 | Human | 1. Palecanda, A et al; Receptors for unopsonized particles: the role of alveolar macrophage scavenger receptors.. Curr Mol Med 2001, 1: 589 2. Bunn, H et al; MARCO expression on pediatric alveolar macrophages. Cytometry 2004, 60B: 54 3. Arredouani, M, et al; MARCO is the major binding receptor for unopsonized particles and bacteria on human alveolar macrophages. J Immunol 2005, 175: 6058 4. Martens, J-H et al; Differential expression of a gene signature for scavenger/lectin receptors by endothelial cells and macrophages in human lymph node sinuses, the primary sites of regional metastasis. J Pathol 2006, 208: 574 5. Hamilton, R et al; MARCO mediates silica uptake and toxicity in alveolar macrophages from C57BL/6 mice. J Biol Chem 2006, 281: 34218 6. Bowdish, D et al; MARCO, TLR2, and CD14 are required for macrophage cytokine responses to mycobacterial trehalose dimycolate and Mycobacterium tuberculosis. PloS Pathog 2009, 5: e1000474 | Product should be stored at 4 °C. Under recommended storage conditions, product is stable for one year. | For research use only. Not for use in or on humans or animals or for diagnostics. It is the responsibility of the user to comply with all local/state and Federal rules in the use of this product. Hycult Biotech is not responsible for any patent infringements that might result with the use or derivation of this product. | IHC-F:- Tissue sections can be- fixed in acetone or 2% paraformaldehyde. PLK-1 antibody was used at 5 µg/ml (Ref. 3, 4). FC: Antibody PLK-1 weakly stains alveolar macrophages by recognizing the extracellular domain of MARCO. Transfected COS cells were used as positive control (Ref. 1). FS: Antibody PLK-1 blocks human alveolar macrophages binding to unopsonized particles (Ref.1,3,5). IF: Aveolar macrophages and transfected CHO cells were stained for MARCO using 0.6 µg/ml PLK-1 antibody (Ref. 2, 5) IP: Antibody PLK-1 immunoprecipitates MARCO as 60 and 50 kDa protein from lysates obtained from COS cells transfected with human MARCO (Ref. 3). W: Antibody PLK-1 stained MARCO under non-reducing conditions (Ref. 6). | SCARA2, scavenger receptor class A member 2, macrophage receptor with collagenous structure
https://www.hycultbiotech.com/products/types/hm2186-10mg | Galectin-3, Human, mAb B2C10 | 10 mg | Flow cytometry, Frozen sections, Functional studies, Immuno assays, Paraffin sections, Western blot |  | The monoclonal antibody B2C10 reacts with galectin-3, a 30 kDa protein. Galectin-3 is a member of the galectin family. The protein is composed of three domains: a small amino-terminal domain, a carboxyl-terminal carbohydrate recognition domain (CRD) and amino-terminal domain containing repeating elements. Galectin-3 is normally distributed in epithelia of many organs and various inflammatory cells, including macrophages, as well as dendritic cells and Kupffer cells. The expression of this lectin is up-regulated during inflammation, cell proliferation, cell differentiation and through trans-activation by viral proteins. The expression is also affected by neoplastic transformation: up-regulated in certain types of lymphomas and thyroid carcinoma, while down-regulated in other types of malignancies, such as colon, breast, ovarian and uterine carcinomas. Galectin-3 has been shown to function through both intracellular and extracellular actions. Related to its intracellular functions, galectin-3 has been identified as a component of heterogeneous nuclear ribonuclear protein (hnRNP), a factor in pre-mRNA splicing, and has been found to control cell cycle and prevent T cell apoptosis. On the other hand, this protein has also been demonstrated to function as extracellular molecule in activating various types of cells, including monocytes/macrophages, mast cells, neutrophils and lymphocytes. Galectin-3 has been shown to mediate cell-cell and cell-extracellular matrix interactions. The monoclonal antibody B2C10 inhibits the binding of 125I-labeled galectin-3 to IgE coated on microtiter plates, the galecin-3’s hemagglutination activity and galectin-3-induced superoxide production by human neutrophils. This inhibitory activity of B2C10 is probably the result of its disruption of the self-association process. The epitope of the monoclonal antibody B2C10 is found within the first 45 amino acids of galectin-3. The antibody B2C10 does not react with Galecin-3C and is cross reactive with mouse galectin-3. | Monoclonal antibodies | 10 mg 0.2 μm filtered protein G purified antibody solution in PBS with a concentration of at least 0.5 mg/ml. The endotoxin concentration is < 24 EU/mg, determined with HIT302 LAL Assay. | Dilutions to be used depend on detection system applied. It is recommended that users test the reagent and determine their own optimal dilutions. The typical starting working dilution is 1:50. | Recombinant human Galectin-3 | Mouse IgG1 | Human | 1. Liu, F et al; Modulation of functional properties of galectin-3 by monoclonal antibodies binding to the non-lectin domains. Biochemistry 1996, 35: 6073 2. Sano, H et al; Human galectin-3 is a novel chemoattractant for monocytes and macrophages. J Immunol 2000, 165: 2156 3. Feilchenfeldt, J et al; Expression of galactin-3 in normal and malignant thyroid tissue by quantitative PCR and immunohistochemistry. Mod Pathol 2003, 16: 1117 | Product should be stored at 4 °C. Under recommended storage conditions, product is stable for one year. | For research use only. Not for use in or on humans or animals or for diagnostics. It is the responsibility of the user to comply with all local/state and Federal rules in the use of this product. Hycult Biotech is not responsible for any patent infringements that might result with the use of or derivation of this product. | IHC: Endogenous peroxidase activity was blocked by incubation with 1.1% H2O2 for 10 minutes. Nonspecific binding of the second antibody was avoided by preincubation with normal rabbit serum for 15 minutes. FS: 10 mg/ml of B2C10, but not an isotype-matched control mAb, completely inhibited monocyte migration induced by galectin-3 at all concentrations examined (ref. 2).
https://www.hycultbiotech.com/products/types/hm2186-5mg | Galectin-3, Human, mAb B2C10 | 5 mg | Flow cytometry, Frozen sections, Functional studies, Immuno assays, Paraffin sections, Western blot |  | The monoclonal antibody B2C10 reacts with galectin-3, a 30 kDa protein. Galectin-3 is a member of the galectin family. The protein is composed of three domains: a small amino-terminal domain, a carboxyl-terminal carbohydrate recognition domain (CRD) and amino-terminal domain containing repeating elements. Galectin-3 is normally distributed in epithelia of many organs and various inflammatory cells, including macrophages, as well as dendritic cells and Kupffer cells. The expression of this lectin is up-regulated during inflammation, cell proliferation, cell differentiation and through trans-activation by viral proteins. The expression is also affected by neoplastic transformation: up-regulated in certain types of lymphomas and thyroid carcinoma, while down-regulated in other types of malignancies, such as colon, breast, ovarian and uterine carcinomas. Galectin-3 has been shown to function through both intracellular and extracellular actions. Related to its intracellular functions, galectin-3 has been identified as a component of heterogeneous nuclear ribonuclear protein (hnRNP), a factor in pre-mRNA splicing, and has been found to control cell cycle and prevent T cell apoptosis. On the other hand, this protein has also been demonstrated to function as extracellular molecule in activating various types of cells, including monocytes/macrophages, mast cells, neutrophils and lymphocytes. Galectin-3 has been shown to mediate cell-cell and cell-extracellular matrix interactions. The monoclonal antibody B2C10 inhibits the binding of 125I-labeled galectin-3 to IgE coated on microtiter plates, the galecin-3’s hemagglutination activity and galectin-3-induced superoxide production by human neutrophils. This inhibitory activity of B2C10 is probably the result of its disruption of the self-association process. The epitope of the monoclonal antibody B2C10 is found within the first 45 amino acids of galectin-3. The antibody B2C10 does not react with Galecin-3C and is cross reactive with mouse galectin-3. | Monoclonal antibodies | 5 mg 0.2 μm filtered protein G purified antibody solution in PBS with a concentration of at least 0.5 mg/ml. The endotoxin concentration is < 24 EU/mg, determined with HIT302 LAL Assay. | Dilutions to be used depend on detection system applied. It is recommended that users test the reagent and determine their own optimal dilutions. The typical starting working dilution is 1:50. | Recombinant human Galectin-3 | Mouse IgG1 | Human | 1. Liu, F et al; Modulation of functional properties of galectin-3 by monoclonal antibodies binding to the non-lectin domains. Biochemistry 1996, 35: 6073 2. Sano, H et al; Human galectin-3 is a novel chemoattractant for monocytes and macrophages. J Immunol 2000, 165: 2156 3. Feilchenfeldt, J et al; Expression of galactin-3 in normal and malignant thyroid tissue by quantitative PCR and immunohistochemistry. Mod Pathol 2003, 16: 1117 | Product should be stored at 4 °C. Under recommended storage conditions, product is stable for one year. | For research use only. Not for use in or on humans or animals or for diagnostics. It is the responsibility of the user to comply with all local/state and Federal rules in the use of this product. Hycult Biotech is not responsible for any patent infringements that might result with the use of or derivation of this product. | IHC: Endogenous peroxidase activity was blocked by incubation with 1.1% H2O2 for 10 minutes. Nonspecific binding of the second antibody was avoided by preincubation with normal rabbit serum for 15 minutes. FS: 10 mg/ml of B2C10, but not an isotype-matched control mAb, completely inhibited monocyte migration induced by galectin-3 at all concentrations examined (ref. 2).
https://www.hycultbiotech.com/products/types/hm2186-fs-1 | Galectin-3, Human, mAb B2C10 | 1 mg | Flow cytometry, Frozen sections, Functional studies, Immuno assays, Paraffin sections, Western blot |  | The monoclonal antibody B2C10 reacts with galectin-3, a 30 kDa protein. Galectin-3 is a member of the galectin family. The protein is composed of three domains: a small amino-terminal domain, a carboxyl-terminal carbohydrate recognition domain (CRD) and amino-terminal domain containing repeating elements. Galectin-3 is normally distributed in epithelia of many organs and various inflammatory cells, including macrophages, as well as dendritic cells and Kupffer cells. The expression of this lectin is up-regulated during inflammation, cell proliferation, cell differentiation and through trans-activation by viral proteins. The expression is also affected by neoplastic transformation: up-regulated in certain types of lymphomas and thyroid carcinoma, while down-regulated in other types of malignancies, such as colon, breast, ovarian and uterine carcinomas. Galectin-3 has been shown to function through both intracellular and extracellular actions. Related to its intracellular functions, galectin-3 has been identified as a component of heterogeneous nuclear ribonuclear protein (hnRNP), a factor in pre-mRNA splicing, and has been found to control cell cycle and prevent T cell apoptosis. On the other hand, this protein has also been demonstrated to function as extracellular molecule in activating various types of cells, including monocytes/macrophages, mast cells, neutrophils and lymphocytes. Galectin-3 has been shown to mediate cell-cell and cell-extracellular matrix interactions. The monoclonal antibody B2C10 inhibits the binding of 125I-labeled galectin-3 to IgE coated on microtiter plates, the galecin-3’s hemagglutination activity and galectin-3-induced superoxide production by human neutrophils. This inhibitory activity of B2C10 is probably the result of its disruption of the self-association process. The epitope of the monoclonal antibody B2C10 is found within the first 45 amino acids of galectin-3. The antibody B2C10 does not react with Galecin-3C and is cross reactive with mouse galectin-3. | Monoclonal antibodies | 1 mg 0.2 μm filtered protein G purified antibody solution in PBS with a concentration of at least 0.5 mg/ml. The endotoxin concentration is < 24 EU/mg, determined with HIT302 LAL Assay. | Dilutions to be used depend on detection system applied. It is recommended that users test the reagent and determine their own optimal dilutions. The typical starting working dilution is 1:50. | Recombinant human Galectin-3 | Mouse IgG1 | Human | 1. Liu, F et al; Modulation of functional properties of galectin-3 by monoclonal antibodies binding to the non-lectin domains. Biochemistry 1996, 35: 6073 2. Sano, H et al; Human galectin-3 is a novel chemoattractant for monocytes and macrophages. J Immunol 2000, 165: 2156 3. Feilchenfeldt, J et al; Expression of galactin-3 in normal and malignant thyroid tissue by quantitative PCR and immunohistochemistry. Mod Pathol 2003, 16: 1117 | Product should be stored at 4 °C. Under recommended storage conditions, product is stable for one year. | For research use only. Not for use in or on humans or animals or for diagnostics. It is the responsibility of the user to comply with all local/state and Federal rules in the use of this product. Hycult Biotech is not responsible for any patent infringements that might result with the use of or derivation of this product. | IHC: Endogenous peroxidase activity was blocked by incubation with 1.1% H2O2 for 10 minutes. Nonspecific binding of the second antibody was avoided by preincubation with normal rabbit serum for 15 minutes. FS: 10 mg/ml of B2C10, but not an isotype-matched control mAb, completely inhibited monocyte migration induced by galectin-3 at all concentrations examined (ref. 2).
https://www.hycultbiotech.com/products/types/hm2186-500ug | Galectin-3, Human, mAb B2C10 | 0.5 mg | Flow cytometry, Frozen sections, Functional studies, Immuno assays, Paraffin sections, Western blot |  | The monoclonal antibody B2C10 reacts with galectin-3, a 30 kDa protein. Galectin-3 is a member of the galectin family. The protein is composed of three domains: a small amino-terminal domain, a carboxyl-terminal carbohydrate recognition domain (CRD) and amino-terminal domain containing repeating elements. Galectin-3 is normally distributed in epithelia of many organs and various inflammatory cells, including macrophages, as well as dendritic cells and Kupffer cells. The expression of this lectin is up-regulated during inflammation, cell proliferation, cell differentiation and through trans-activation by viral proteins. The expression is also affected by neoplastic transformation: up-regulated in certain types of lymphomas and thyroid carcinoma, while down-regulated in other types of malignancies, such as colon, breast, ovarian and uterine carcinomas. Galectin-3 has been shown to function through both intracellular and extracellular actions. Related to its intracellular functions, galectin-3 has been identified as a component of heterogeneous nuclear ribonuclear protein (hnRNP), a factor in pre-mRNA splicing, and has been found to control cell cycle and prevent T cell apoptosis. On the other hand, this protein has also been demonstrated to function as extracellular molecule in activating various types of cells, including monocytes/macrophages, mast cells, neutrophils and lymphocytes. Galectin-3 has been shown to mediate cell-cell and cell-extracellular matrix interactions. The monoclonal antibody B2C10 inhibits the binding of 125I-labeled galectin-3 to IgE coated on microtiter plates, the galecin-3’s hemagglutination activity and galectin-3-induced superoxide production by human neutrophils. This inhibitory activity of B2C10 is probably the result of its disruption of the self-association process. The epitope of the monoclonal antibody B2C10 is found within the first 45 amino acids of galectin-3. The antibody B2C10 does not react with Galecin-3C and is cross reactive with mouse galectin-3. | Monoclonal antibodies | 0.5 mg 0.2 μm filtered protein G purified antibody solution in PBS with a concentration of at least 0.5 mg/ml. The endotoxin concentration is < 24 EU/mg, determined with HIT302 LAL Assay. | Dilutions to be used depend on detection system applied. It is recommended that users test the reagent and determine their own optimal dilutions. The typical starting working dilution is 1:50. | Recombinant human Galectin-3 | Mouse IgG1 | Human | 1. Liu, F et al; Modulation of functional properties of galectin-3 by monoclonal antibodies binding to the non-lectin domains. Biochemistry 1996, 35: 6073 2. Sano, H et al; Human galectin-3 is a novel chemoattractant for monocytes and macrophages. J Immunol 2000, 165: 2156 3. Feilchenfeldt, J et al; Expression of galactin-3 in normal and malignant thyroid tissue by quantitative PCR and immunohistochemistry. Mod Pathol 2003, 16: 1117 | Product should be stored at 4 °C. Under recommended storage conditions, product is stable for one year. | For research use only. Not for use in or on humans or animals or for diagnostics. It is the responsibility of the user to comply with all local/state and Federal rules in the use of this product. Hycult Biotech is not responsible for any patent infringements that might result with the use of or derivation of this product. | IHC: Endogenous peroxidase activity was blocked by incubation with 1.1% H2O2 for 10 minutes. Nonspecific binding of the second antibody was avoided by preincubation with normal rabbit serum for 15 minutes. FS: 10 mg/ml of B2C10, but not an isotype-matched control mAb, completely inhibited monocyte migration induced by galectin-3 at all concentrations examined (ref. 2).
https://www.hycultbiotech.com/products/types/hm2167-10mg | TCC, Human, mAb aE11 | 10 mg | Flow cytometry, Frozen sections, Functional studies, Immuno assays, Immuno fluorescence, Paraffin sections |  | Monoclonal antibody aE11 reacts with a C9 neoantigen of the terminal complement complex (TCC). The three distinct activation pathways of complement converge with the formation of a C5 convertase. The cleavage of C5 by this convertase initiates the lytic or terminal pathway. In contrast to the activation pathways, which require enzymatic cleavage for activation, the terminal pathway relies on conformational changes induced by binding. Binding of C6 facilitates binding of C7 which alters the conformation of the complex. After binding of C8, a variable number of C9 molecules associate with the C5b678 complex, which is also termed- the terminal complement complex (TCC). The formation of TCC causes lysis of cells or can trigger a variety of cellular metabolic pathways resulting in the synthesis and release of inflammatory mediators. The TCC contains neoantigens that are absent from the individual native components.- C9 neoantigens are present both in the membrane-bound (MAC) and the fluid-phase (SC5b-9) complex. TCC is present in normal human plasma and increased in patients with complement activation. | Monoclonal antibodies | 10 mg of 0.2 μm filtered protein G purified antibody solution in PBS with a concentration of at least 0.5 mg/ml. | Dilutions to be used depend on detection system applied. It is recommended that users test the reagent and determine their own optimal dilutions. The typical starting working dilution is 1:50. |  | Mouse IgG2a | Human | 1. Mollnes, T et al; Quantification of the terminal complement complex in human plasma by an enzyme-linked immunosorbent assay based on monoclonal antibodies against a neoantigen of the complex. Scand J Immunol 1985, 22: 197 2. Mollnes, T et al; Monoclonal antibodies recognizing a neoantigen of poly(C9) detect the human terminal complement complex in tissue and plasma. Scand J Immunol 1985, 22: 183 3. Pettersen, H et al; Human alveolar macrophages synthesize active complement components C6, C7, and C8 in vitro. Scand J Immunol 1987, 25: 567 4. Berstad, A et al ; Epithelium related deposition of activated complement in Helicobacter pylori associated gastritis. Gut 1997, 40 :196 5. Stewart, M et al. Antiphospholipid antibody-dependent C5b-9 formation. BJH 1997, 96:451 6. Meuwissen, M et al. Colocalisation of intraplauq C reactive protein, complement, oxidised low density lipoprotein, and macrophages in stable and unstable angina and acute myocardial infarction. J Clin Path 2005, 59:126 | Product should be stored at 4°C. Under recommended storage conditions, product is stable for at least one year. The exact expiry date is indicated on the label. | For research use only. Not for use in or on humans or animals or for diagnostics. It is the responsibility of the user to comply with all local/state and federal rules in the use of this product. Hycult Biotech is not responsible for any patent infringements that might result from the use or derivation of this product. | FS: Antibody aE11 inhibits platelet activation by antiphospholipid antibody serum. (Ref.5). IF: Cryosections of 10 μm were dried, fixed in acetone at 4°C for 10 min, dried and blocked for 20 min with PBSA. | Terminal complement complex, MAC complex, complement membrane attack complex, sC5b-9 complex.
https://www.hycultbiotech.com/products/types/hm2167-5mg | TCC, Human, mAb aE11 | 5 mg | Flow cytometry, Frozen sections, Functional studies, Immuno assays, Immuno fluorescence, Paraffin sections |  | Monoclonal antibody aE11 reacts with a C9 neoantigen of the terminal complement complex (TCC). The three distinct activation pathways of complement converge with the formation of a C5 convertase. The cleavage of C5 by this convertase initiates the lytic or terminal pathway. In contrast to the activation pathways, which require enzymatic cleavage for activation, the terminal pathway relies on conformational changes induced by binding. Binding of C6 facilitates binding of C7 which alters the conformation of the complex. After binding of C8, a variable number of C9 molecules associate with the C5b678 complex, which is also termed- the terminal complement complex (TCC). The formation of TCC causes lysis of cells or can trigger a variety of cellular metabolic pathways resulting in the synthesis and release of inflammatory mediators. The TCC contains neoantigens that are absent from the individual native components.- C9 neoantigens are present both in the membrane-bound (MAC) and the fluid-phase (SC5b-9) complex. TCC is present in normal human plasma and increased in patients with complement activation. | Monoclonal antibodies | 5 mg of 0.2 μm filtered protein G purified antibody solution in PBS with a concentration of at least 0.5 mg/ml. | Dilutions to be used depend on detection system applied. It is recommended that users test the reagent and determine their own optimal dilutions. The typical starting working dilution is 1:50. |  | Mouse IgG2a | Human | 1. Mollnes, T et al; Quantification of the terminal complement complex in human plasma by an enzyme-linked immunosorbent assay based on monoclonal antibodies against a neoantigen of the complex. Scand J Immunol 1985, 22: 197 2. Mollnes, T et al; Monoclonal antibodies recognizing a neoantigen of poly(C9) detect the human terminal complement complex in tissue and plasma. Scand J Immunol 1985, 22: 183 3. Pettersen, H et al; Human alveolar macrophages synthesize active complement components C6, C7, and C8 in vitro. Scand J Immunol 1987, 25: 567 4. Berstad, A et al ; Epithelium related deposition of activated complement in Helicobacter pylori associated gastritis. Gut 1997, 40 :196 5. Stewart, M et al. Antiphospholipid antibody-dependent C5b-9 formation. BJH 1997, 96:451 6. Meuwissen, M et al. Colocalisation of intraplauq C reactive protein, complement, oxidised low density lipoprotein, and macrophages in stable and unstable angina and acute myocardial infarction. J Clin Path 2005, 59:126 | Product should be stored at 4°C. Under recommended storage conditions, product is stable for at least one year. The exact expiry date is indicated on the label. | For research use only. Not for use in or on humans or animals or for diagnostics. It is the responsibility of the user to comply with all local/state and federal rules in the use of this product. Hycult Biotech is not responsible for any patent infringements that might result from the use or derivation of this product. | FS: Antibody aE11 inhibits platelet activation by antiphospholipid antibody serum. (Ref.5). IF: Cryosections of 10 μm were dried, fixed in acetone at 4°C for 10 min, dried and blocked for 20 min with PBSA. | Terminal complement complex, MAC complex, complement membrane attack complex, sC5b-9 complex.
https://www.hycultbiotech.com/products/types/hm2167-1mg | TCC, Human, mAb aE11 | 1 mg | Flow cytometry, Frozen sections, Functional studies, Immuno assays, Immuno fluorescence, Paraffin sections |  | Monoclonal antibody aE11 reacts with a C9 neoantigen of the terminal complement complex (TCC). The three distinct activation pathways of complement converge with the formation of a C5 convertase. The cleavage of C5 by this convertase initiates the lytic or terminal pathway. In contrast to the activation pathways, which require enzymatic cleavage for activation, the terminal pathway relies on conformational changes induced by binding. Binding of C6 facilitates binding of C7 which alters the conformation of the complex. After binding of C8, a variable number of C9 molecules associate with the C5b678 complex, which is also termed- the terminal complement complex (TCC). The formation of TCC causes lysis of cells or can trigger a variety of cellular metabolic pathways resulting in the synthesis and release of inflammatory mediators. The TCC contains neoantigens that are absent from the individual native components.- C9 neoantigens are present both in the membrane-bound (MAC) and the fluid-phase (SC5b-9) complex. TCC is present in normal human plasma and increased in patients with complement activation. | Monoclonal antibodies | 1 mg of 0.2 μm filtered protein G purified antibody solution in PBS with a concentration of at least 0.5 mg/ml. | Dilutions to be used depend on detection system applied. It is recommended that users test the reagent and determine their own optimal dilutions. The typical starting working dilution is 1:50. |  | Mouse IgG2a | Human | 1. Mollnes, T et al; Quantification of the terminal complement complex in human plasma by an enzyme-linked immunosorbent assay based on monoclonal antibodies against a neoantigen of the complex. Scand J Immunol 1985, 22: 197 2. Mollnes, T et al; Monoclonal antibodies recognizing a neoantigen of poly(C9) detect the human terminal complement complex in tissue and plasma. Scand J Immunol 1985, 22: 183 3. Pettersen, H et al; Human alveolar macrophages synthesize active complement components C6, C7, and C8 in vitro. Scand J Immunol 1987, 25: 567 4. Berstad, A et al ; Epithelium related deposition of activated complement in Helicobacter pylori associated gastritis. Gut 1997, 40 :196 5. Stewart, M et al. Antiphospholipid antibody-dependent C5b-9 formation. BJH 1997, 96:451 6. Meuwissen, M et al. Colocalisation of intraplauq C reactive protein, complement, oxidised low density lipoprotein, and macrophages in stable and unstable angina and acute myocardial infarction. J Clin Path 2005, 59:126 | Product should be stored at 4°C. Under recommended storage conditions, product is stable for at least one year. The exact expiry date is indicated on the label. | For research use only. Not for use in or on humans or animals or for diagnostics. It is the responsibility of the user to comply with all local/state and federal rules in the use of this product. Hycult Biotech is not responsible for any patent infringements that might result from the use or derivation of this product. | FS: Antibody aE11 inhibits platelet activation by antiphospholipid antibody serum. (Ref.5). IF: Cryosections of 10 μm were dried, fixed in acetone at 4°C for 10 min, dried and blocked for 20 min with PBSA. | Terminal complement complex, MAC complex, complement membrane attack complex, sC5b-9 complex.
https://www.hycultbiotech.com/products/types/hm2122-10mg | CD36, Human, mAb FA6-152 | 10 mg | Flow cytometry, Frozen sections, Functional studies, Immuno assays, Immuno fluorescence, Immuno precipitation |  | Monoclonal antibody FA6-152 recognizes human CD36 (88-kDa), a cell surface class B scavenger receptor, also known as thrombospondin receptor CD36 is a heavily N-glycosylated transmembrane protein of ~88 kDa with two short intracellular domains and a large extracellular domain. The protein is sensitive for neuroaminidase, resulting in a shift from 88 to 85 kDa. CD36 is expressed on platelets, mature monocytes and macrophages, microvascular endothelial cells, mammary endothelial cells, during stages of erythroid cell development and on some macrophage derived dendritic cells. The antibody recognizes adult and fetal monocytes, platelets and reticulocytes, but doesn’t stain lymphocytes and granulocytes. Reactivity has also been found in small intestine, kidney, liver and thyroid. CD36 expression is primarily controlled by the transcription heterodimer PPARg-RXR (peroxisome proliferator-activated receptor-g-retinoid-X-receptor). CD36 is preferentially found within lipid rafts, which facilitates its association with receptors, signaling and adaptor molecules. It is a receptor and transporter of oxidized lipids and long chain fatty acids. CD36 has been implicated in many biological processes including angiogenesis, phagocytosis, inflammation, and lipid and glucose metabolism. Several in vivo models support the role of the thrombospondin / CD36 system in angiogenesis and tumor growth. An important role for CD36 has been found in Malaria as major receptor for P. falciparum-infected red blood cells. CD36 is associated with Src-family kinases and with the integrins α3β1 and α6β1. Recently, CD36 has been identified as a protein that is required for toll like receptor (TLR2) recognition of di-acylated bacterial lipopeptides and lipoteichoic acid4. Furthermore, CD36 has been shown to function as phagocytic receptor for apoptotic cells. Many different ligands have been reported to interact with CD36, suggesting that CD36 could recognize a structure-based domain rather than specific contact residues. Monoclonal antibody FA6-152 blocks the biological activity of CD36 by blocking collagen/thrombospondin binding. The antibody agglutinates fetal but not adult erythrocytes. | Monoclonal antibodies | 10 mg 0.2 μm filtered protein G purified antibody solution in PBS with a concentration of at least 0.5 mg/ml. The endotoxin concentration is < 24 EU/mg, determined with HIT302 LAL Assay. | Dilutions to be used depend on detection system applied. It is recommended that users test the reagent and determine their own optimal dilutions. The typical starting working dilution is 1:50. | 20-Weeks-old fetal erythrocytes | Mouse IgG1 | Human | 1. Edelman P et al; A monoclonal antibody against an erythrocyte ontogenic antigen identifies fetal and adult erythroid progenitors. Blood 1986, 67: 56. 2. Kieffer N et al; Development regulated expression of a 78 kDa erythroblast membrane glycoprotein immunologically related to the platelet thrombospondin receptor. Biochem J 1989, 262: 835 3. Thibert V et al; Quantitation of platelet glycoprotein IV (CD36) in healthy subjects and in patients with essential thrombocythemia using an immunocapture assay. Thromb Haemost 1992, 68: 600 4. Nakata, A et al; CD36, a novel receptor for oxidized low-density lipoproteins, is highly expressed on lidip-laden macrophages in human atherosclerotic aorta. Arterioscler Thromb Vasc Biol 1999, 19: 1333 5. Ehara, S et al; Pathophysiological role of oxidezed low-density lipoprotein in plaque instability in coronary artery diseases. J Diab Complic 2002, 16: 60 6. Leonarduzzi, G et al; Oxidation as a crucial reaction for cholesterol to induce tissue degeneration: CD36 overexpression in human promonocytic cells treated with a biologically relevant oxysterol mixture, Aging Cell 2008, 7: 375 7. Leonarduzzi, G et al; Molecular signaling operated by a diet-compatible mixture of oxysterols in up-regulating CD36 receptor in CD68 positive cells, Mol. Nutr. Food Res. 2010, 54: S31 8. Finn, A et al; Hemoglobin Directs Macrophage Differentiation and Prevents Foam Cell Formation in Human Atherosclerotic Plaques, J Am Coll Cardiol. 2012, 59:166 9. Gamba, P. et al. Interaction between 24-hydroxycholesterol, oxidative stress, and amyloid-β in amplifying neuronal damage in Alzheimer’s disease: three partners in crime. Aging Cell 2011, 10: 403 10. Grange, P.A. et al Production of Superoxide Anions by Keratinocytes Initiates P. acnes-Induced Inflammation of the Skin. Plos Pathogens 2009, 5:1000527 11. Barth, H et al. Scavenger Receptor Class B Is Required for Hepatitis C Virus Uptake and Cross-Presentation by Human Dendritic Cells. J of Virol. 2008, 82: 3466 12. Nilsen, N et al. Cellular trafficking of lipoteichoic acid and Toll-like receptor 2 in relation to signaling; role of CD14 and CD36. Journal of Leukocyte Biology 2008, 84:280 | Product should be stored at 4 °C. Under recommended storage conditions, product is stable for at least one year. The exact expiry date is indicated on the label. | For research use only. Not for use in or on humans or animals or for diagnostics. It is the responsibility of the user to comply with all local/state and federal rules in the use of this product. Hycult Biotech is not responsible for any patent infringements that might result from the use or derivation of this product. | IHC-F: Tissue embedded in tissue-tek (for instance aortic tissue) followed by freezing in liquid nitrogen; 7-8 µm sections; air-dried; aceton-fixed; 10 % NGS as block (Ref 4). FC: Antibody FA6-152 stains the extracellular domain of CD36. Unfixed cells;2 µg per 100.000 cells. Positive on granulocytes (Ref 1). FS: Platelet aggregation and secretion was induced by; 1 µg/ml antibody (Ref 2). IA: 10 µg/ml antibody as coat diluted in Tris-buffered saline ; 100 µm;l/well; o/n at RT (Ref 3). IF: unfixed cells were incubated for 30 minutes at 4 °C followed by a secondary FITC polyclonal antibody; one-minute methanol fixation before analysis (Ref 1). IP: 88 kDa sialoglycoprotein in platelets; 85 and 88 kDa in HEL cells. 10 µg antibody/200 µg protein | GPIV, Fatty acid translocase (FAT), platelet glycoprotein 4, PAS IV, Platelet collagen receptor, thrombospondin receptor Gene name: CD36
https://www.hycultbiotech.com/products/types/hm2122-5mg | CD36, Human, mAb FA6-152 | 5 mg | Flow cytometry, Frozen sections, Functional studies, Immuno assays, Immuno fluorescence, Immuno precipitation |  | Monoclonal antibody FA6-152 recognizes human CD36 (88-kDa), a cell surface class B scavenger receptor, also known as thrombospondin receptor CD36 is a heavily N-glycosylated transmembrane protein of ~88 kDa with two short intracellular domains and a large extracellular domain. The protein is sensitive for neuroaminidase, resulting in a shift from 88 to 85 kDa. CD36 is expressed on platelets, mature monocytes and macrophages, microvascular endothelial cells, mammary endothelial cells, during stages of erythroid cell development and on some macrophage derived dendritic cells. The antibody recognizes adult and fetal monocytes, platelets and reticulocytes, but doesn’t stain lymphocytes and granulocytes. Reactivity has also been found in small intestine, kidney, liver and thyroid. CD36 expression is primarily controlled by the transcription heterodimer PPARg-RXR (peroxisome proliferator-activated receptor-g-retinoid-X-receptor). CD36 is preferentially found within lipid rafts, which facilitates its association with receptors, signaling and adaptor molecules. It is a receptor and transporter of oxidized lipids and long chain fatty acids. CD36 has been implicated in many biological processes including angiogenesis, phagocytosis, inflammation, and lipid and glucose metabolism. Several in vivo models support the role of the thrombospondin / CD36 system in angiogenesis and tumor growth. An important role for CD36 has been found in Malaria as major receptor for P. falciparum-infected red blood cells. CD36 is associated with Src-family kinases and with the integrins α3β1 and α6β1. Recently, CD36 has been identified as a protein that is required for toll like receptor (TLR2) recognition of di-acylated bacterial lipopeptides and lipoteichoic acid4. Furthermore, CD36 has been shown to function as phagocytic receptor for apoptotic cells. Many different ligands have been reported to interact with CD36, suggesting that CD36 could recognize a structure-based domain rather than specific contact residues. Monoclonal antibody FA6-152 blocks the biological activity of CD36 by blocking collagen/thrombospondin binding. The antibody agglutinates fetal but not adult erythrocytes. | Monoclonal antibodies | 5 mg 0.2 μm filtered protein G purified antibody solution in PBS with a concentration of at least 0.5 mg/ml. The endotoxin concentration is < 24 EU/mg, determined with HIT302 LAL Assay. | Dilutions to be used depend on detection system applied. It is recommended that users test the reagent and determine their own optimal dilutions. The typical starting working dilution is 1:50. | 20-Weeks-old fetal erythrocytes | Mouse IgG1 | Human | 1. Edelman P et al; A monoclonal antibody against an erythrocyte ontogenic antigen identifies fetal and adult erythroid progenitors. Blood 1986, 67: 56. 2. Kieffer N et al; Development regulated expression of a 78 kDa erythroblast membrane glycoprotein immunologically related to the platelet thrombospondin receptor. Biochem J 1989, 262: 835 3. Thibert V et al; Quantitation of platelet glycoprotein IV (CD36) in healthy subjects and in patients with essential thrombocythemia using an immunocapture assay. Thromb Haemost 1992, 68: 600 4. Nakata, A et al; CD36, a novel receptor for oxidized low-density lipoproteins, is highly expressed on lidip-laden macrophages in human atherosclerotic aorta. Arterioscler Thromb Vasc Biol 1999, 19: 1333 5. Ehara, S et al; Pathophysiological role of oxidezed low-density lipoprotein in plaque instability in coronary artery diseases. J Diab Complic 2002, 16: 60 6. Leonarduzzi, G et al; Oxidation as a crucial reaction for cholesterol to induce tissue degeneration: CD36 overexpression in human promonocytic cells treated with a biologically relevant oxysterol mixture, Aging Cell 2008, 7: 375 7. Leonarduzzi, G et al; Molecular signaling operated by a diet-compatible mixture of oxysterols in up-regulating CD36 receptor in CD68 positive cells, Mol. Nutr. Food Res. 2010, 54: S31 8. Finn, A et al; Hemoglobin Directs Macrophage Differentiation and Prevents Foam Cell Formation in Human Atherosclerotic Plaques, J Am Coll Cardiol. 2012, 59:166 9. Gamba, P. et al. Interaction between 24-hydroxycholesterol, oxidative stress, and amyloid-β in amplifying neuronal damage in Alzheimer’s disease: three partners in crime. Aging Cell 2011, 10: 403 10. Grange, P.A. et al Production of Superoxide Anions by Keratinocytes Initiates P. acnes-Induced Inflammation of the Skin. Plos Pathogens 2009, 5:1000527 11. Barth, H et al. Scavenger Receptor Class B Is Required for Hepatitis C Virus Uptake and Cross-Presentation by Human Dendritic Cells. J of Virol. 2008, 82: 3466 12. Nilsen, N et al. Cellular trafficking of lipoteichoic acid and Toll-like receptor 2 in relation to signaling; role of CD14 and CD36. Journal of Leukocyte Biology 2008, 84:280 | Product should be stored at 4 °C. Under recommended storage conditions, product is stable for at least one year. The exact expiry date is indicated on the label. | For research use only. Not for use in or on humans or animals or for diagnostics. It is the responsibility of the user to comply with all local/state and federal rules in the use of this product. Hycult Biotech is not responsible for any patent infringements that might result from the use or derivation of this product. | IHC-F: Tissue embedded in tissue-tek (for instance aortic tissue) followed by freezing in liquid nitrogen; 7-8 µm sections; air-dried; aceton-fixed; 10 % NGS as block (Ref 4). FC: Antibody FA6-152 stains the extracellular domain of CD36. Unfixed cells;2 µg per 100.000 cells. Positive on granulocytes (Ref 1). FS: Platelet aggregation and secretion was induced by; 1 µg/ml antibody (Ref 2). IA: 10 µg/ml antibody as coat diluted in Tris-buffered saline ; 100 µm;l/well; o/n at RT (Ref 3). IF: unfixed cells were incubated for 30 minutes at 4 °C followed by a secondary FITC polyclonal antibody; one-minute methanol fixation before analysis (Ref 1). IP: 88 kDa sialoglycoprotein in platelets; 85 and 88 kDa in HEL cells. 10 µg antibody/200 µg protein | GPIV, Fatty acid translocase (FAT), platelet glycoprotein 4, PAS IV, Platelet collagen receptor, thrombospondin receptor Gene name: CD36
https://www.hycultbiotech.com/products/types/hm2122-1mg | CD36, Human, mAb FA6-152 | 1 mg | Flow cytometry, Frozen sections, Functional studies, Immuno assays, Immuno fluorescence, Immuno precipitation |  | Monoclonal antibody FA6-152 recognizes human CD36 (88-kDa), a cell surface class B scavenger receptor, also known as thrombospondin receptor CD36 is a heavily N-glycosylated transmembrane protein of ~88 kDa with two short intracellular domains and a large extracellular domain. The protein is sensitive for neuroaminidase, resulting in a shift from 88 to 85 kDa. CD36 is expressed on platelets, mature monocytes and macrophages, microvascular endothelial cells, mammary endothelial cells, during stages of erythroid cell development and on some macrophage derived dendritic cells. The antibody recognizes adult and fetal monocytes, platelets and reticulocytes, but doesn’t stain lymphocytes and granulocytes. Reactivity has also been found in small intestine, kidney, liver and thyroid. CD36 expression is primarily controlled by the transcription heterodimer PPARg-RXR (peroxisome proliferator-activated receptor-g-retinoid-X-receptor). CD36 is preferentially found within lipid rafts, which facilitates its association with receptors, signaling and adaptor molecules. It is a receptor and transporter of oxidized lipids and long chain fatty acids. CD36 has been implicated in many biological processes including angiogenesis, phagocytosis, inflammation, and lipid and glucose metabolism. Several in vivo models support the role of the thrombospondin / CD36 system in angiogenesis and tumor growth. An important role for CD36 has been found in Malaria as major receptor for P. falciparum-infected red blood cells. CD36 is associated with Src-family kinases and with the integrins α3β1 and α6β1. Recently, CD36 has been identified as a protein that is required for toll like receptor (TLR2) recognition of di-acylated bacterial lipopeptides and lipoteichoic acid4. Furthermore, CD36 has been shown to function as phagocytic receptor for apoptotic cells. Many different ligands have been reported to interact with CD36, suggesting that CD36 could recognize a structure-based domain rather than specific contact residues. Monoclonal antibody FA6-152 blocks the biological activity of CD36 by blocking collagen/thrombospondin binding. The antibody agglutinates fetal but not adult erythrocytes. | Monoclonal antibodies | 1 mg 0.2 μm filtered protein G purified antibody solution in PBS with a concentration of at least 0.5 mg/ml. The endotoxin concentration is < 24 EU/mg, determined with HIT302 LAL Assay. | Dilutions to be used depend on detection system applied. It is recommended that users test the reagent and determine their own optimal dilutions. The typical starting working dilution is 1:50. | 20-Weeks-old fetal erythrocytes | Mouse IgG1 | Human | 1. Edelman P et al; A monoclonal antibody against an erythrocyte ontogenic antigen identifies fetal and adult erythroid progenitors. Blood 1986, 67: 56. 2. Kieffer N et al; Development regulated expression of a 78 kDa erythroblast membrane glycoprotein immunologically related to the platelet thrombospondin receptor. Biochem J 1989, 262: 835 3. Thibert V et al; Quantitation of platelet glycoprotein IV (CD36) in healthy subjects and in patients with essential thrombocythemia using an immunocapture assay. Thromb Haemost 1992, 68: 600 4. Nakata, A et al; CD36, a novel receptor for oxidized low-density lipoproteins, is highly expressed on lidip-laden macrophages in human atherosclerotic aorta. Arterioscler Thromb Vasc Biol 1999, 19: 1333 5. Ehara, S et al; Pathophysiological role of oxidezed low-density lipoprotein in plaque instability in coronary artery diseases. J Diab Complic 2002, 16: 60 6. Leonarduzzi, G et al; Oxidation as a crucial reaction for cholesterol to induce tissue degeneration: CD36 overexpression in human promonocytic cells treated with a biologically relevant oxysterol mixture, Aging Cell 2008, 7: 375 7. Leonarduzzi, G et al; Molecular signaling operated by a diet-compatible mixture of oxysterols in up-regulating CD36 receptor in CD68 positive cells, Mol. Nutr. Food Res. 2010, 54: S31 8. Finn, A et al; Hemoglobin Directs Macrophage Differentiation and Prevents Foam Cell Formation in Human Atherosclerotic Plaques, J Am Coll Cardiol. 2012, 59:166 9. Gamba, P. et al. Interaction between 24-hydroxycholesterol, oxidative stress, and amyloid-β in amplifying neuronal damage in Alzheimer’s disease: three partners in crime. Aging Cell 2011, 10: 403 10. Grange, P.A. et al Production of Superoxide Anions by Keratinocytes Initiates P. acnes-Induced Inflammation of the Skin. Plos Pathogens 2009, 5:1000527 11. Barth, H et al. Scavenger Receptor Class B Is Required for Hepatitis C Virus Uptake and Cross-Presentation by Human Dendritic Cells. J of Virol. 2008, 82: 3466 12. Nilsen, N et al. Cellular trafficking of lipoteichoic acid and Toll-like receptor 2 in relation to signaling; role of CD14 and CD36. Journal of Leukocyte Biology 2008, 84:280 | Product should be stored at 4 °C. Under recommended storage conditions, product is stable for at least one year. The exact expiry date is indicated on the label. | For research use only. Not for use in or on humans or animals or for diagnostics. It is the responsibility of the user to comply with all local/state and federal rules in the use of this product. Hycult Biotech is not responsible for any patent infringements that might result from the use or derivation of this product. | IHC-F: Tissue embedded in tissue-tek (for instance aortic tissue) followed by freezing in liquid nitrogen; 7-8 µm sections; air-dried; aceton-fixed; 10 % NGS as block (Ref 4). FC: Antibody FA6-152 stains the extracellular domain of CD36. Unfixed cells;2 µg per 100.000 cells. Positive on granulocytes (Ref 1). FS: Platelet aggregation and secretion was induced by; 1 µg/ml antibody (Ref 2). IA: 10 µg/ml antibody as coat diluted in Tris-buffered saline ; 100 µm;l/well; o/n at RT (Ref 3). IF: unfixed cells were incubated for 30 minutes at 4 °C followed by a secondary FITC polyclonal antibody; one-minute methanol fixation before analysis (Ref 1). IP: 88 kDa sialoglycoprotein in platelets; 85 and 88 kDa in HEL cells. 10 µg antibody/200 µg protein | GPIV, Fatty acid translocase (FAT), platelet glycoprotein 4, PAS IV, Platelet collagen receptor, thrombospondin receptor Gene name: CD36
https://www.hycultbiotech.com/products/types/hm2103-10mg | CD46, Human, mAb M177 | 10 mg | Flow cytometry, Frozen sections, Functional studies, Immuno assays, Immuno precipitation, Western blot |  | The monoclonal antibody M177 recognizes CD46, also designated membrane cofactor protein (MCP). CD46 is a 45-70 kDa protein with genetic and tissue-specific heterogeneity.- It is expressed on every cell and tissue, with the exception of erythrocytes. CD46 serves to inhibit complement activation on host tissue. It performs this function by serving as a cofactor which binds to C3b and C4b. This binding is permitted by factor I, a serine protease of plasma, to degrade C3b and C4b and serves to protect the host cell against autologous attack. It also serves as a receptor for measles virus. Four isoforms of CD46 predominate and arise by alternative splicing of a single CD46 gene. CD46 cDNA encodes a signal sequence followed by four complement control protein domains (also called short consensus repeats (SCR)). The monoclonal antibody M177 reacts with the SCR2 domain. | Monoclonal antibodies | 10 mg 0.2 μm filtered protein G purified antibody solution in PBS with a concentration of at least 0.5 mg/ml. The endotoxin concentration is < 24 EU/mg, determined with HIT302 LAL Assay. | Dilutions to be used depend on detection system applied. It is recommended that users test the reagent and determine their own optimal dilutions. The typical starting working dilution is 1:50. For functional studies, in vitro dilutions have to be optimized in user’s experimental setting. | Purified MCP | Mouse IgG1 | Human | 1. Seya, T et al; Quantitative analysis of membrane cofactor protein (MCP) of complement. High expression of MCP on human leukemia cell lines, which is down-regulated during cell differentiation. J Immunol 1990, 145: 238 2. Iwata, K et al; Diversity of sites for measles virus binding and for inactivation of complement C3b and C4b on membrane cofactor protein CD46. J Biol Chem 1995, 270: 15148 3. Kurita-Taniguchi, M et al; Functional modulation of human macrophages through CD46 (Measles virus receptor): production of IL-12 p40 and nitric oxide in association with recruitment of protein-tyrosine phosphatase SHP-1 to CD46. J Immunol 2000, 165: 5143 4. Kurita-Taniguchi, M et al; Molecular assembly of CD46 with CD9, alpha3-beta1 integrin and protein tyrosine phosphatase SHP-1 in human macrophages through differentiation by GM-CSF. Mol Immunol 2001, 38: 689 5. Loré, K et al; Myeloid and plasmacytoid dentritic cells are susceptible to recombinant adenovirus vectors and stimulate polyfunctional memory T cell responses. J Immunol 2007, 179: 1721 6. Adams, W et al; Attenuation of CD4+ T-cell function by human adenovirus type 35 is mediated by the knob protein. J Gen Virol 2012, 93:1339 7. Johnson, M et al; Type I IFN Induced by Adenovirus Serotypes 28 and 35 Has Multiple Effects on T Cell Immunogenicity. J Immunol 2012, 188:6109 8. Teigler, J et al; Vaccination with Adenovirus Serotypes 35, 26, and 48 Elicits Higher Levels of Innate Cytokine Responses than Adenovirus Serotype 5 in Rhesus Monkeys. J Virol 2012, 86:9590 9. Abbink, P et al; Construction and Evaluation of Novel Rhesus Monkey Adenovirus Vaccine Vectors. J Virol 2015, 89:1512 10. Fujiyuki, T et al; A measles virus selectively blind to signaling lymphocytic activation molecule shows anti-tumor activity against lung cancer cells. Oncotarget 2015, 6:24895 | Product should be stored at 4 °C. Under recommended storage conditions, product is stable for one year. | For research use only. Not for use in or on humans or animals or for diagnostics. It is the responsibility of the user to comply with all local/state and Federal rules in the use of this product. Hycult Biotech is not responsible for any patent infringements that might result with the use of or derivation of this product. | FC: Antibody M177 stains the extracellular domain of CD46. | Membrane cofactor protein, TLX, trophoblast leucocyte common antigen Gene name: CD46
https://www.hycultbiotech.com/products/types/hm2103-5mg | CD46, Human, mAb M177 | 5 mg | Flow cytometry, Frozen sections, Functional studies, Immuno assays, Immuno precipitation, Western blot |  | The monoclonal antibody M177 recognizes CD46, also designated membrane cofactor protein (MCP). CD46 is a 45-70 kDa protein with genetic and tissue-specific heterogeneity.- It is expressed on every cell and tissue, with the exception of erythrocytes. CD46 serves to inhibit complement activation on host tissue. It performs this function by serving as a cofactor which binds to C3b and C4b. This binding is permitted by factor I, a serine protease of plasma, to degrade C3b and C4b and serves to protect the host cell against autologous attack. It also serves as a receptor for measles virus. Four isoforms of CD46 predominate and arise by alternative splicing of a single CD46 gene. CD46 cDNA encodes a signal sequence followed by four complement control protein domains (also called short consensus repeats (SCR)). The monoclonal antibody M177 reacts with the SCR2 domain. | Monoclonal antibodies | 5 mg 0.2 μm filtered protein G purified antibody solution in PBS with a concentration of at least 0.5 mg/ml. The endotoxin concentration is < 24 EU/mg, determined with HIT302 LAL Assay. | Dilutions to be used depend on detection system applied. It is recommended that users test the reagent and determine their own optimal dilutions. The typical starting working dilution is 1:50. For functional studies, in vitro dilutions have to be optimized in user’s experimental setting. | Purified MCP | Mouse IgG1 | Human | 1. Seya, T et al; Quantitative analysis of membrane cofactor protein (MCP) of complement. High expression of MCP on human leukemia cell lines, which is down-regulated during cell differentiation. J Immunol 1990, 145: 238 2. Iwata, K et al; Diversity of sites for measles virus binding and for inactivation of complement C3b and C4b on membrane cofactor protein CD46. J Biol Chem 1995, 270: 15148 3. Kurita-Taniguchi, M et al; Functional modulation of human macrophages through CD46 (Measles virus receptor): production of IL-12 p40 and nitric oxide in association with recruitment of protein-tyrosine phosphatase SHP-1 to CD46. J Immunol 2000, 165: 5143 4. Kurita-Taniguchi, M et al; Molecular assembly of CD46 with CD9, alpha3-beta1 integrin and protein tyrosine phosphatase SHP-1 in human macrophages through differentiation by GM-CSF. Mol Immunol 2001, 38: 689 5. Loré, K et al; Myeloid and plasmacytoid dentritic cells are susceptible to recombinant adenovirus vectors and stimulate polyfunctional memory T cell responses. J Immunol 2007, 179: 1721 6. Adams, W et al; Attenuation of CD4+ T-cell function by human adenovirus type 35 is mediated by the knob protein. J Gen Virol 2012, 93:1339 7. Johnson, M et al; Type I IFN Induced by Adenovirus Serotypes 28 and 35 Has Multiple Effects on T Cell Immunogenicity. J Immunol 2012, 188:6109 8. Teigler, J et al; Vaccination with Adenovirus Serotypes 35, 26, and 48 Elicits Higher Levels of Innate Cytokine Responses than Adenovirus Serotype 5 in Rhesus Monkeys. J Virol 2012, 86:9590 9. Abbink, P et al; Construction and Evaluation of Novel Rhesus Monkey Adenovirus Vaccine Vectors. J Virol 2015, 89:1512 10. Fujiyuki, T et al; A measles virus selectively blind to signaling lymphocytic activation molecule shows anti-tumor activity against lung cancer cells. Oncotarget 2015, 6:24895 | Product should be stored at 4 °C. Under recommended storage conditions, product is stable for one year. | For research use only. Not for use in or on humans or animals or for diagnostics. It is the responsibility of the user to comply with all local/state and Federal rules in the use of this product. Hycult Biotech is not responsible for any patent infringements that might result with the use of or derivation of this product. | FC: Antibody M177 stains the extracellular domain of CD46. | Membrane cofactor protein, TLX, trophoblast leucocyte common antigen Gene name: CD46
https://www.hycultbiotech.com/products/types/hm2103-1mg | CD46, Human, mAb M177 | 1 mg | Flow cytometry, Frozen sections, Functional studies, Immuno assays, Immuno precipitation, Western blot |  | The monoclonal antibody M177 recognizes CD46, also designated membrane cofactor protein (MCP). CD46 is a 45-70 kDa protein with genetic and tissue-specific heterogeneity.- It is expressed on every cell and tissue, with the exception of erythrocytes. CD46 serves to inhibit complement activation on host tissue. It performs this function by serving as a cofactor which binds to C3b and C4b. This binding is permitted by factor I, a serine protease of plasma, to degrade C3b and C4b and serves to protect the host cell against autologous attack. It also serves as a receptor for measles virus. Four isoforms of CD46 predominate and arise by alternative splicing of a single CD46 gene. CD46 cDNA encodes a signal sequence followed by four complement control protein domains (also called short consensus repeats (SCR)). The monoclonal antibody M177 reacts with the SCR2 domain. | Monoclonal antibodies | 1 mg 0.2 μm filtered protein G purified antibody solution in PBS with a concentration of at least 0.5 mg/ml. The endotoxin concentration is < 24 EU/mg, determined with HIT302 LAL Assay. | Dilutions to be used depend on detection system applied. It is recommended that users test the reagent and determine their own optimal dilutions. The typical starting working dilution is 1:50. For functional studies, in vitro dilutions have to be optimized in user’s experimental setting. | Purified MCP | Mouse IgG1 | Human | 1. Seya, T et al; Quantitative analysis of membrane cofactor protein (MCP) of complement. High expression of MCP on human leukemia cell lines, which is down-regulated during cell differentiation. J Immunol 1990, 145: 238 2. Iwata, K et al; Diversity of sites for measles virus binding and for inactivation of complement C3b and C4b on membrane cofactor protein CD46. J Biol Chem 1995, 270: 15148 3. Kurita-Taniguchi, M et al; Functional modulation of human macrophages through CD46 (Measles virus receptor): production of IL-12 p40 and nitric oxide in association with recruitment of protein-tyrosine phosphatase SHP-1 to CD46. J Immunol 2000, 165: 5143 4. Kurita-Taniguchi, M et al; Molecular assembly of CD46 with CD9, alpha3-beta1 integrin and protein tyrosine phosphatase SHP-1 in human macrophages through differentiation by GM-CSF. Mol Immunol 2001, 38: 689 5. Loré, K et al; Myeloid and plasmacytoid dentritic cells are susceptible to recombinant adenovirus vectors and stimulate polyfunctional memory T cell responses. J Immunol 2007, 179: 1721 6. Adams, W et al; Attenuation of CD4+ T-cell function by human adenovirus type 35 is mediated by the knob protein. J Gen Virol 2012, 93:1339 7. Johnson, M et al; Type I IFN Induced by Adenovirus Serotypes 28 and 35 Has Multiple Effects on T Cell Immunogenicity. J Immunol 2012, 188:6109 8. Teigler, J et al; Vaccination with Adenovirus Serotypes 35, 26, and 48 Elicits Higher Levels of Innate Cytokine Responses than Adenovirus Serotype 5 in Rhesus Monkeys. J Virol 2012, 86:9590 9. Abbink, P et al; Construction and Evaluation of Novel Rhesus Monkey Adenovirus Vaccine Vectors. J Virol 2015, 89:1512 10. Fujiyuki, T et al; A measles virus selectively blind to signaling lymphocytic activation molecule shows anti-tumor activity against lung cancer cells. Oncotarget 2015, 6:24895 | Product should be stored at 4 °C. Under recommended storage conditions, product is stable for one year. | For research use only. Not for use in or on humans or animals or for diagnostics. It is the responsibility of the user to comply with all local/state and Federal rules in the use of this product. Hycult Biotech is not responsible for any patent infringements that might result with the use of or derivation of this product. | FC: Antibody M177 stains the extracellular domain of CD46. | Membrane cofactor protein, TLX, trophoblast leucocyte common antigen Gene name: CD46
https://www.hycultbiotech.com/products/types/hm2096-10mg | TLR3, Human, mAb TLR3.7 | 10 mg | Flow cytometry, Frozen sections, Functional studies, Immuno fluorescence, Immuno precipitation, Paraffin sections |  | The monoclonal antibody TLR3.7 recognizes the 116 kDa human Toll-like receptor 3 (TLR3, CD283). Toll-like receptors (TLRs) are highly conserved from Drosophila to humans and share structural and functional similarities. TLRs constitute of a family of pattern recognition receptors (PRRs) that mediate cellular responses to a large variety of pathogens (viruses, bacteria, and parasites) by specific recognition of so-called ‘pathogen-associated molecular patterns’. Activation of TLRs, a family of at least 11 different members that function either as homo- or heterodimers, leads to activation of NFκBdependent and IFN-regulatory factor-dependent signaling pathways. TLRs have a central role in innate immunity and are also required for the development of an adaptive immune response. TLRs are expressed by various cells of the immune system, such as macrophages and dendritic cells. TLRs are class I receptors, with a single α-helix that spans the cell membrane. They recognize and respond to molecules derived from bacterial, viral and fungal pathogens, such as lipopolysaccharide (LPS) from the outer membrane of Gram negative bacteria, peptidoglycan fragments from bacterial cell walls and single-stranded and double-stranded RNA from viruses. Some forms of RNA and DNA from pathogens exhibit immutable features that distinguish them from nucleic acids of higher organisms. For example, dsRNA, is a common intermediate of viral replication and a potent indicator of infection. Toll-like receptor 3 (TLR3) recognizes viral double-stranded RNA and its synthetic analog polyriboinosinic:polyribocytidylic acid (poly(I:C)). TLR3 is normally located in acidic endosomes where its luminal ectodomain (ECD) encounters dsRNA and induces type I interferon (IFN), inflammatory cytokine/chemokine production and dendritic cell (DC) maturation via the adaptor protein TICAM-1 (also called TRIF). Based on the different subcellular localization of cytosolic RNA receptors and TLR3, these receptors seem to play distinct roles in anti-viral immune responses. | Monoclonal antibodies | 10 mg 0.2 μm filtered protein G purified antibody solution in PBS with a concentration of at least 0.5 mg/ml. The endotoxin concentration is < 24 EU/mg, determined with HIT302 LAL Assay. | Dilutions to be used depend on detection system applied. It is recommended that users test the reagent and determine their own optimal dilutions. The typical starting working dilution is 1:50. | Human Flag-tagged TLR3 stably expressed by Ba/F3 cells | Mouse IgG1 | Human | 1. Matsumoto, M et al; Establishment of a monoclonal antibody against human Toll-like receptor 3 that blocks double-stranded RNA-mediated signalling. Biochem Biophys Res Commun 2002, 293: 1364 2. Oshiumi, H et al; TICAM-1, an adaptor molecule that participates in Toll-like receptor 3-mediated interferon-beta induction. Nat Immunol 2003, 4: 161 3. Matsumoto, M et al; Subcellular localization of Toll-like receptor 3 in human dendritic cells. J Immunol 2003, 171: 3154 4. Burgener, I et al; Antibodies specific for human or murine Toll-like receptors detect canine leukocytes by flow cytometry. Vet Immunol Immunopathol 2008, 124; 184 5. Jorgenson, R et al; Human endometrial epithelial cells cyclically express Toll-like receptor 3 (TLR3) and exhibit TLR3-dependent responses to dsRNA. Human Immunology 2005; 66:469 | Product should be stored at 4 °C. Under recommended storage conditions, product is stable for one year. | For research use only. Not for use in or on humans or animals or for diagnostics. It is the responsibility of the user to comply with all local/state and federal rules in the use of this product. Hycult Biotech is not responsible for any patent infringements that might result from the use or derivation of this product. | F: dried sections, fixed with 4% paraformaldehyde and subsequently washed in PBS and MQ. Sections were quenched with 0.3%H2O2 in methanol and washed in PBS. Sections were permeabilized with 0.4% triton-X100 in PBS. Pretreated slides were blocked with 1% horse serum for 20’ and incubated o/n with antibody (Ref.5). FC: cells were incubated with 1 μg antibody together with 10 μg human IgG for 30’at 4°C in PBS/0,5% BSA (Ref.3). FS: 7.5*104 MRC5 cells were pre-treated with 10-20μg/ml for 1-24h at 37°C. Monoclonal antibody TLR3.7 inhibits dsRNA-induces IFN-beta production (Ref.1). IF: Cytospins of monocyte-derived iDCs were fixed for 30’ with 3% formaldehyde in PBS, permeabilized with PBS/1%BSA/0.5%saponin. After PBS wash slides were incubated for 1h at RT with 20ug/ml antibody in PBS/1%BSA (Ref.3). P: Formalin fixed, paraffin embedded sections were deparaffinized with xylene, followed by washes in 95% and 70% EtOH. Sections were washed with water and permeabilized with 0.4% triton-X100 in PBS. Pretreated slides were blocked with 1% horse serum for 20’ and incubated o/n with antibody (Ref.5). W: Total cellular protein was loaded on 7.5% SDS-PAGE and blotted on PDVF. Blots were incubated with 2μg/ml antibody o/n at 4°C (Ref.6). | CD283, Toll-like receptor 3 Gene name: TLR3
https://www.hycultbiotech.com/products/types/hm2096-5mg | TLR3, Human, mAb TLR3.7 | 5 mg | Flow cytometry, Frozen sections, Functional studies, Immuno fluorescence, Immuno precipitation, Paraffin sections |  | The monoclonal antibody TLR3.7 recognizes the 116 kDa human Toll-like receptor 3 (TLR3, CD283). Toll-like receptors (TLRs) are highly conserved from Drosophila to humans and share structural and functional similarities. TLRs constitute of a family of pattern recognition receptors (PRRs) that mediate cellular responses to a large variety of pathogens (viruses, bacteria, and parasites) by specific recognition of so-called ‘pathogen-associated molecular patterns’. Activation of TLRs, a family of at least 11 different members that function either as homo- or heterodimers, leads to activation of NFκBdependent and IFN-regulatory factor-dependent signaling pathways. TLRs have a central role in innate immunity and are also required for the development of an adaptive immune response. TLRs are expressed by various cells of the immune system, such as macrophages and dendritic cells. TLRs are class I receptors, with a single α-helix that spans the cell membrane. They recognize and respond to molecules derived from bacterial, viral and fungal pathogens, such as lipopolysaccharide (LPS) from the outer membrane of Gram negative bacteria, peptidoglycan fragments from bacterial cell walls and single-stranded and double-stranded RNA from viruses. Some forms of RNA and DNA from pathogens exhibit immutable features that distinguish them from nucleic acids of higher organisms. For example, dsRNA, is a common intermediate of viral replication and a potent indicator of infection. Toll-like receptor 3 (TLR3) recognizes viral double-stranded RNA and its synthetic analog polyriboinosinic:polyribocytidylic acid (poly(I:C)). TLR3 is normally located in acidic endosomes where its luminal ectodomain (ECD) encounters dsRNA and induces type I interferon (IFN), inflammatory cytokine/chemokine production and dendritic cell (DC) maturation via the adaptor protein TICAM-1 (also called TRIF). Based on the different subcellular localization of cytosolic RNA receptors and TLR3, these receptors seem to play distinct roles in anti-viral immune responses. | Monoclonal antibodies | 5 mg 0.2 μm filtered protein G purified antibody solution in PBS with a concentration of at least 0.5 mg/ml. The endotoxin concentration is < 24 EU/mg, determined with HIT302 LAL Assay. | Dilutions to be used depend on detection system applied. It is recommended that users test the reagent and determine their own optimal dilutions. The typical starting working dilution is 1:50. | Human Flag-tagged TLR3 stably expressed by Ba/F3 cells | Mouse IgG1 | Human | 1. Matsumoto, M et al; Establishment of a monoclonal antibody against human Toll-like receptor 3 that blocks double-stranded RNA-mediated signalling. Biochem Biophys Res Commun 2002, 293: 1364 2. Oshiumi, H et al; TICAM-1, an adaptor molecule that participates in Toll-like receptor 3-mediated interferon-beta induction. Nat Immunol 2003, 4: 161 3. Matsumoto, M et al; Subcellular localization of Toll-like receptor 3 in human dendritic cells. J Immunol 2003, 171: 3154 4. Burgener, I et al; Antibodies specific for human or murine Toll-like receptors detect canine leukocytes by flow cytometry. Vet Immunol Immunopathol 2008, 124; 184 5. Jorgenson, R et al; Human endometrial epithelial cells cyclically express Toll-like receptor 3 (TLR3) and exhibit TLR3-dependent responses to dsRNA. Human Immunology 2005; 66:469 | Product should be stored at 4 °C. Under recommended storage conditions, product is stable for one year. | For research use only. Not for use in or on humans or animals or for diagnostics. It is the responsibility of the user to comply with all local/state and federal rules in the use of this product. Hycult Biotech is not responsible for any patent infringements that might result from the use or derivation of this product. | F: dried sections, fixed with 4% paraformaldehyde and subsequently washed in PBS and MQ. Sections were quenched with 0.3%H2O2 in methanol and washed in PBS. Sections were permeabilized with 0.4% triton-X100 in PBS. Pretreated slides were blocked with 1% horse serum for 20’ and incubated o/n with antibody (Ref.5). FC: cells were incubated with 1 μg antibody together with 10 μg human IgG for 30’at 4°C in PBS/0,5% BSA (Ref.3). FS: 7.5*104 MRC5 cells were pre-treated with 10-20μg/ml for 1-24h at 37°C. Monoclonal antibody TLR3.7 inhibits dsRNA-induces IFN-beta production (Ref.1). IF: Cytospins of monocyte-derived iDCs were fixed for 30’ with 3% formaldehyde in PBS, permeabilized with PBS/1%BSA/0.5%saponin. After PBS wash slides were incubated for 1h at RT with 20ug/ml antibody in PBS/1%BSA (Ref.3). P: Formalin fixed, paraffin embedded sections were deparaffinized with xylene, followed by washes in 95% and 70% EtOH. Sections were washed with water and permeabilized with 0.4% triton-X100 in PBS. Pretreated slides were blocked with 1% horse serum for 20’ and incubated o/n with antibody (Ref.5). W: Total cellular protein was loaded on 7.5% SDS-PAGE and blotted on PDVF. Blots were incubated with 2μg/ml antibody o/n at 4°C (Ref.6). | CD283, Toll-like receptor 3 Gene name: TLR3
https://www.hycultbiotech.com/products/types/hm2096-1mg | TLR3, Human, mAb TLR3.7 | 1 mg | Flow cytometry, Frozen sections, Functional studies, Immuno fluorescence, Immuno precipitation, Paraffin sections |  | The monoclonal antibody TLR3.7 recognizes the 116 kDa human Toll-like receptor 3 (TLR3, CD283). Toll-like receptors (TLRs) are highly conserved from Drosophila to humans and share structural and functional similarities. TLRs constitute of a family of pattern recognition receptors (PRRs) that mediate cellular responses to a large variety of pathogens (viruses, bacteria, and parasites) by specific recognition of so-called ‘pathogen-associated molecular patterns’. Activation of TLRs, a family of at least 11 different members that function either as homo- or heterodimers, leads to activation of NFκBdependent and IFN-regulatory factor-dependent signaling pathways. TLRs have a central role in innate immunity and are also required for the development of an adaptive immune response. TLRs are expressed by various cells of the immune system, such as macrophages and dendritic cells. TLRs are class I receptors, with a single α-helix that spans the cell membrane. They recognize and respond to molecules derived from bacterial, viral and fungal pathogens, such as lipopolysaccharide (LPS) from the outer membrane of Gram negative bacteria, peptidoglycan fragments from bacterial cell walls and single-stranded and double-stranded RNA from viruses. Some forms of RNA and DNA from pathogens exhibit immutable features that distinguish them from nucleic acids of higher organisms. For example, dsRNA, is a common intermediate of viral replication and a potent indicator of infection. Toll-like receptor 3 (TLR3) recognizes viral double-stranded RNA and its synthetic analog polyriboinosinic:polyribocytidylic acid (poly(I:C)). TLR3 is normally located in acidic endosomes where its luminal ectodomain (ECD) encounters dsRNA and induces type I interferon (IFN), inflammatory cytokine/chemokine production and dendritic cell (DC) maturation via the adaptor protein TICAM-1 (also called TRIF). Based on the different subcellular localization of cytosolic RNA receptors and TLR3, these receptors seem to play distinct roles in anti-viral immune responses. | Monoclonal antibodies | 1 mg 0.2 μm filtered protein G purified antibody solution in PBS with a concentration of at least 0.5 mg/ml. The endotoxin concentration is < 24 EU/mg, determined with HIT302 LAL Assay. | Dilutions to be used depend on detection system applied. It is recommended that users test the reagent and determine their own optimal dilutions. The typical starting working dilution is 1:50. | Human Flag-tagged TLR3 stably expressed by Ba/F3 cells | Mouse IgG1 | Human | 1. Matsumoto, M et al; Establishment of a monoclonal antibody against human Toll-like receptor 3 that blocks double-stranded RNA-mediated signalling. Biochem Biophys Res Commun 2002, 293: 1364 2. Oshiumi, H et al; TICAM-1, an adaptor molecule that participates in Toll-like receptor 3-mediated interferon-beta induction. Nat Immunol 2003, 4: 161 3. Matsumoto, M et al; Subcellular localization of Toll-like receptor 3 in human dendritic cells. J Immunol 2003, 171: 3154 4. Burgener, I et al; Antibodies specific for human or murine Toll-like receptors detect canine leukocytes by flow cytometry. Vet Immunol Immunopathol 2008, 124; 184 5. Jorgenson, R et al; Human endometrial epithelial cells cyclically express Toll-like receptor 3 (TLR3) and exhibit TLR3-dependent responses to dsRNA. Human Immunology 2005; 66:469 | Product should be stored at 4 °C. Under recommended storage conditions, product is stable for one year. | For research use only. Not for use in or on humans or animals or for diagnostics. It is the responsibility of the user to comply with all local/state and federal rules in the use of this product. Hycult Biotech is not responsible for any patent infringements that might result from the use or derivation of this product. | F: dried sections, fixed with 4% paraformaldehyde and subsequently washed in PBS and MQ. Sections were quenched with 0.3%H2O2 in methanol and washed in PBS. Sections were permeabilized with 0.4% triton-X100 in PBS. Pretreated slides were blocked with 1% horse serum for 20’ and incubated o/n with antibody (Ref.5). FC: cells were incubated with 1 μg antibody together with 10 μg human IgG for 30’at 4°C in PBS/0,5% BSA (Ref.3). FS: 7.5*104 MRC5 cells were pre-treated with 10-20μg/ml for 1-24h at 37°C. Monoclonal antibody TLR3.7 inhibits dsRNA-induces IFN-beta production (Ref.1). IF: Cytospins of monocyte-derived iDCs were fixed for 30’ with 3% formaldehyde in PBS, permeabilized with PBS/1%BSA/0.5%saponin. After PBS wash slides were incubated for 1h at RT with 20ug/ml antibody in PBS/1%BSA (Ref.3). P: Formalin fixed, paraffin embedded sections were deparaffinized with xylene, followed by washes in 95% and 70% EtOH. Sections were washed with water and permeabilized with 0.4% triton-X100 in PBS. Pretreated slides were blocked with 1% horse serum for 20’ and incubated o/n with antibody (Ref.5). W: Total cellular protein was loaded on 7.5% SDS-PAGE and blotted on PDVF. Blots were incubated with 2μg/ml antibody o/n at 4°C (Ref.6). | CD283, Toll-like receptor 3 Gene name: TLR3
https://www.hycultbiotech.com/products/types/hm2064-10mg | TLR2, Human, mAb TL2.1 | 10 mg | Flow cytometry, Frozen sections, Functional studies, Immuno fluorescence, Immuno precipitation, Paraffin sections, Western blot |  | The monoclonal antibody TL2.1 recognizes human Toll-like receptor 2 (TLR2, CD282). Toll-like receptors (TLR) are highly conserved throughout evolution and are involved in the innate defence to many pathogens. In Drosophila toll is required for the anti-fungal response, while the related 18-wheeler is involved in antibacterial defences. In mammals, TLRs are identified as type I transmembrane signaling receptors with pattern recognition capabilities. They have been implicated in the innate host defence to pathogens. TLR2 is expressed on macrophages, smooth muscle, lung, spleen, thymus, brain and adipose tissue. TLR2 has been identified as a receptor that is central to the innate immune response to lipoproteins of Gram-negative bacteria, several whole Gram-positive bacteria, as well as a receptor for peptidoglycan and lipoteichoic acid and other bacterial cell membrane products. A functional interaction between TLR2 and TLR6 in the cellular response to various bacterial products has been discovered. TLR2 cooperates with LY96 to mediate the innate immune response to bacterial lipoproteins and other microbial cell wall components. It cooperates with TLR1 to mediate te innate immune response to bacterial lipoproteins or lipopeptides. It acts via MYD88 and TRAF6, leading to NF-κ-B activation, cytokine secretion and the inflammatory response. TLR2 also promotes apoptosis in response to lipoproteins. Bacterial species as diverse as mycobacteria, spirochetes, mycoplasma, S. aureus, B Burgdorferi, T pallidum, M fermentans and Streptococcus pneumoniae have all been shown to mediate cellular activation via TLR2. The monoclonal antibody TL2.1 is a TLR2 function blocking antibody that is useful for studies on the role of TLR2 as a pattern recognition receptor in microbial products induced cytokine production by TLR2 bearing cells such as human peripheral blood mononuclear cells | Monoclonal antibodies | 10 mg 0.2 μm filtered protein G purified antibody solution in PBS with a concentration of at least 0.5 mg/ml. The endotoxin concentration is < 24 EU/mg, determined with HIT302 LAL Assay. | Dilutions to be used depend on detection system applied. It is recommended that users test the reagent and determine their own optimal dilutions. The typical starting working dilution is 1:50. | Recombinant human TLR2 produced by the CHO/CD14 reporter cell line | Mouse IgG2a | Human | 1. Lien, E et al; Toll-like receptor 2 functions as a pattern recognition receptor for diverse bacterial products. J Biol Chem 1999, 274: 33419 2. Flo, T et al; Differential expression of Toll-like receptor 2 in human cells. J Leukoc Biol 2001, 69: 474 3. Faure, E et al; Bacterial lipopolysaccharide and IFN-γ induce Toll-like receptor 2 and Toll-like receptor 4 expression in human endothelial cells: role of NF-κB activation. J Immunol 2001, 166: 2018 4. Droemann, D et al; Toll-like receptor 2 is expressed by alveolar epithelial cells type II and macrophages in the human lung. Histochem Cell Biol 2003, 119: 103 5. Burgener, I et al; Antibodies specific for human or murine Toll-like receptors detect canine leukocytes by flow cytometry. Vet Immunol Immunopathol 2008, 124; 184 6. Elsori, D et al; Protein kinase C is a critical component of Dectin-1 signaling in primary human monocytes. J Leukoc Biol 2011, 90: 599 7. Gaudreault, E et al; TAK1 contributes to the enhanced responsiveness of LTB4-treated neutrophils to Toll-like receptor ligands. Int. Immunol 2012, 24: 693 8. Imamura, Y et al; Salivary histatin 3 inhibits heat shock cognate protein 70-mediated inflammatory cytokine production through toll-like receptors in human gingival fibroblasts. J Inflamm 2014, 11: 4 | Product should be stored at 4 °C. Under recommended storage conditions, product is stable for at least one year. The exact expiry date is indicated on the label | For research use only. Not for use in or on humans or animals or for diagnostics. It is the responsibility of the user to comply with all local/state and federal rules in the use of this product. Hycult Biotech is not responsible for any patent infringements that might result from the use or derivation of this product. | FC: 2 µg antibody per 300000 cells; untreated as well as 0.4 % formaldehyde fixed cells can be used; do not permeabilize the cells or use 4 % faraformaldehyde as fixative! (Ref 5) IF: HMECs were fixed with 4% paraformaldehyde in PBS, permeabilized and blocked before staining; antibody concentration used 5-10 µg/ml W: peripheral blood mononuclear cells; non-reduced; 1 µg/ml antibody; size ~90 kDa F: fixed in acetone; 3 % H2O2 for blockade of endogenous peroxidases; human tonsils as positive control (useful, but clone TL2.3 (HM2066) is preferred; Ref 2) P: HOPE-fixed;alveolar epithelial cells type II in human lung as positive control; 1 µg/ml antibody for 16 hr at 4 °C (Ref 4) IP: lysed monocytes were immunoprecipitated with antibody-conjugated Sepharose; size ~90 kDa (Ref 2) FS: 1 µg/5x107 cells; antibody blocks TNFa release (induced by bacteria) from peripheral blood mononuclear cells (Ref 1) | Toll-Like receptor 2, CD282, TLR2 Gene name: TLR2
https://www.hycultbiotech.com/products/types/hm2064-5mg | TLR2, Human, mAb TL2.1 | 5 mg | Flow cytometry, Frozen sections, Functional studies, Immuno fluorescence, Immuno precipitation, Paraffin sections, Western blot |  | The monoclonal antibody TL2.1 recognizes human Toll-like receptor 2 (TLR2, CD282). Toll-like receptors (TLR) are highly conserved throughout evolution and are involved in the innate defence to many pathogens. In Drosophila toll is required for the anti-fungal response, while the related 18-wheeler is involved in antibacterial defences. In mammals, TLRs are identified as type I transmembrane signaling receptors with pattern recognition capabilities. They have been implicated in the innate host defence to pathogens. TLR2 is expressed on macrophages, smooth muscle, lung, spleen, thymus, brain and adipose tissue. TLR2 has been identified as a receptor that is central to the innate immune response to lipoproteins of Gram-negative bacteria, several whole Gram-positive bacteria, as well as a receptor for peptidoglycan and lipoteichoic acid and other bacterial cell membrane products. A functional interaction between TLR2 and TLR6 in the cellular response to various bacterial products has been discovered. TLR2 cooperates with LY96 to mediate the innate immune response to bacterial lipoproteins and other microbial cell wall components. It cooperates with TLR1 to mediate te innate immune response to bacterial lipoproteins or lipopeptides. It acts via MYD88 and TRAF6, leading to NF-κ-B activation, cytokine secretion and the inflammatory response. TLR2 also promotes apoptosis in response to lipoproteins. Bacterial species as diverse as mycobacteria, spirochetes, mycoplasma, S. aureus, B Burgdorferi, T pallidum, M fermentans and Streptococcus pneumoniae have all been shown to mediate cellular activation via TLR2. The monoclonal antibody TL2.1 is a TLR2 function blocking antibody that is useful for studies on the role of TLR2 as a pattern recognition receptor in microbial products induced cytokine production by TLR2 bearing cells such as human peripheral blood mononuclear cells | Monoclonal antibodies | 5 mg 0.2 μm filtered protein G purified antibody solution in PBS with a concentration of at least 0.5 mg/ml. The endotoxin concentration is < 24 EU/mg, determined with HIT302 LAL Assay. | Dilutions to be used depend on detection system applied. It is recommended that users test the reagent and determine their own optimal dilutions. The typical starting working dilution is 1:50. | Recombinant human TLR2 produced by the CHO/CD14 reporter cell line | Mouse IgG2a | Human | 1. Lien, E et al; Toll-like receptor 2 functions as a pattern recognition receptor for diverse bacterial products. J Biol Chem 1999, 274: 33419 2. Flo, T et al; Differential expression of Toll-like receptor 2 in human cells. J Leukoc Biol 2001, 69: 474 3. Faure, E et al; Bacterial lipopolysaccharide and IFN-γ induce Toll-like receptor 2 and Toll-like receptor 4 expression in human endothelial cells: role of NF-κB activation. J Immunol 2001, 166: 2018 4. Droemann, D et al; Toll-like receptor 2 is expressed by alveolar epithelial cells type II and macrophages in the human lung. Histochem Cell Biol 2003, 119: 103 5. Burgener, I et al; Antibodies specific for human or murine Toll-like receptors detect canine leukocytes by flow cytometry. Vet Immunol Immunopathol 2008, 124; 184 6. Elsori, D et al; Protein kinase C is a critical component of Dectin-1 signaling in primary human monocytes. J Leukoc Biol 2011, 90: 599 7. Gaudreault, E et al; TAK1 contributes to the enhanced responsiveness of LTB4-treated neutrophils to Toll-like receptor ligands. Int. Immunol 2012, 24: 693 8. Imamura, Y et al; Salivary histatin 3 inhibits heat shock cognate protein 70-mediated inflammatory cytokine production through toll-like receptors in human gingival fibroblasts. J Inflamm 2014, 11: 4 | Product should be stored at 4 °C. Under recommended storage conditions, product is stable for at least one year. The exact expiry date is indicated on the label | For research use only. Not for use in or on humans or animals or for diagnostics. It is the responsibility of the user to comply with all local/state and federal rules in the use of this product. Hycult Biotech is not responsible for any patent infringements that might result from the use or derivation of this product. | FC: 2 µg antibody per 300000 cells; untreated as well as 0.4 % formaldehyde fixed cells can be used; do not permeabilize the cells or use 4 % faraformaldehyde as fixative! (Ref 5) IF: HMECs were fixed with 4% paraformaldehyde in PBS, permeabilized and blocked before staining; antibody concentration used 5-10 µg/ml W: peripheral blood mononuclear cells; non-reduced; 1 µg/ml antibody; size ~90 kDa F: fixed in acetone; 3 % H2O2 for blockade of endogenous peroxidases; human tonsils as positive control (useful, but clone TL2.3 (HM2066) is preferred; Ref 2) P: HOPE-fixed;alveolar epithelial cells type II in human lung as positive control; 1 µg/ml antibody for 16 hr at 4 °C (Ref 4) IP: lysed monocytes were immunoprecipitated with antibody-conjugated Sepharose; size ~90 kDa (Ref 2) FS: 1 µg/5x107 cells; antibody blocks TNFa release (induced by bacteria) from peripheral blood mononuclear cells (Ref 1) | Toll-Like receptor 2, CD282, TLR2 Gene name: TLR2
https://www.hycultbiotech.com/products/types/hm2064-1mg | TLR2, Human, mAb TL2.1 | 1 mg | Flow cytometry, Frozen sections, Functional studies, Immuno fluorescence, Immuno precipitation, Paraffin sections, Western blot |  | The monoclonal antibody TL2.1 recognizes human Toll-like receptor 2 (TLR2, CD282). Toll-like receptors (TLR) are highly conserved throughout evolution and are involved in the innate defence to many pathogens. In Drosophila toll is required for the anti-fungal response, while the related 18-wheeler is involved in antibacterial defences. In mammals, TLRs are identified as type I transmembrane signaling receptors with pattern recognition capabilities. They have been implicated in the innate host defence to pathogens. TLR2 is expressed on macrophages, smooth muscle, lung, spleen, thymus, brain and adipose tissue. TLR2 has been identified as a receptor that is central to the innate immune response to lipoproteins of Gram-negative bacteria, several whole Gram-positive bacteria, as well as a receptor for peptidoglycan and lipoteichoic acid and other bacterial cell membrane products. A functional interaction between TLR2 and TLR6 in the cellular response to various bacterial products has been discovered. TLR2 cooperates with LY96 to mediate the innate immune response to bacterial lipoproteins and other microbial cell wall components. It cooperates with TLR1 to mediate te innate immune response to bacterial lipoproteins or lipopeptides. It acts via MYD88 and TRAF6, leading to NF-κ-B activation, cytokine secretion and the inflammatory response. TLR2 also promotes apoptosis in response to lipoproteins. Bacterial species as diverse as mycobacteria, spirochetes, mycoplasma, S. aureus, B Burgdorferi, T pallidum, M fermentans and Streptococcus pneumoniae have all been shown to mediate cellular activation via TLR2. The monoclonal antibody TL2.1 is a TLR2 function blocking antibody that is useful for studies on the role of TLR2 as a pattern recognition receptor in microbial products induced cytokine production by TLR2 bearing cells such as human peripheral blood mononuclear cells | Monoclonal antibodies | 1 mg 0.2 μm filtered protein G purified antibody solution in PBS with a concentration of at least 0.5 mg/ml. The endotoxin concentration is < 24 EU/mg, determined with HIT302 LAL Assay. | Dilutions to be used depend on detection system applied. It is recommended that users test the reagent and determine their own optimal dilutions. The typical starting working dilution is 1:50. | Recombinant human TLR2 produced by the CHO/CD14 reporter cell line | Mouse IgG2a | Human | 1. Lien, E et al; Toll-like receptor 2 functions as a pattern recognition receptor for diverse bacterial products. J Biol Chem 1999, 274: 33419 2. Flo, T et al; Differential expression of Toll-like receptor 2 in human cells. J Leukoc Biol 2001, 69: 474 3. Faure, E et al; Bacterial lipopolysaccharide and IFN-γ induce Toll-like receptor 2 and Toll-like receptor 4 expression in human endothelial cells: role of NF-κB activation. J Immunol 2001, 166: 2018 4. Droemann, D et al; Toll-like receptor 2 is expressed by alveolar epithelial cells type II and macrophages in the human lung. Histochem Cell Biol 2003, 119: 103 5. Burgener, I et al; Antibodies specific for human or murine Toll-like receptors detect canine leukocytes by flow cytometry. Vet Immunol Immunopathol 2008, 124; 184 6. Elsori, D et al; Protein kinase C is a critical component of Dectin-1 signaling in primary human monocytes. J Leukoc Biol 2011, 90: 599 7. Gaudreault, E et al; TAK1 contributes to the enhanced responsiveness of LTB4-treated neutrophils to Toll-like receptor ligands. Int. Immunol 2012, 24: 693 8. Imamura, Y et al; Salivary histatin 3 inhibits heat shock cognate protein 70-mediated inflammatory cytokine production through toll-like receptors in human gingival fibroblasts. J Inflamm 2014, 11: 4 | Product should be stored at 4 °C. Under recommended storage conditions, product is stable for at least one year. The exact expiry date is indicated on the label | For research use only. Not for use in or on humans or animals or for diagnostics. It is the responsibility of the user to comply with all local/state and federal rules in the use of this product. Hycult Biotech is not responsible for any patent infringements that might result from the use or derivation of this product. | FC: 2 µg antibody per 300000 cells; untreated as well as 0.4 % formaldehyde fixed cells can be used; do not permeabilize the cells or use 4 % faraformaldehyde as fixative! (Ref 5) IF: HMECs were fixed with 4% paraformaldehyde in PBS, permeabilized and blocked before staining; antibody concentration used 5-10 µg/ml W: peripheral blood mononuclear cells; non-reduced; 1 µg/ml antibody; size ~90 kDa F: fixed in acetone; 3 % H2O2 for blockade of endogenous peroxidases; human tonsils as positive control (useful, but clone TL2.3 (HM2066) is preferred; Ref 2) P: HOPE-fixed;alveolar epithelial cells type II in human lung as positive control; 1 µg/ml antibody for 16 hr at 4 °C (Ref 4) IP: lysed monocytes were immunoprecipitated with antibody-conjugated Sepharose; size ~90 kDa (Ref 2) FS: 1 µg/5x107 cells; antibody blocks TNFa release (induced by bacteria) from peripheral blood mononuclear cells (Ref 1) | Toll-Like receptor 2, CD282, TLR2 Gene name: TLR2
https://www.hycultbiotech.com/products/types/hm2056-10mg | Mannose receptor, Human, mAb 15-2 | 10 mg | Flow cytometry, Frozen sections, Functional studies, Western blot |  | The monoclonal antibody 15-2 recognizes the mannose receptor (MR), also known as CD206, a member of the vertebrate C-type lectin family. The mannose receptor, is a pattern recognition receptor that is involved in both innate and adaptive immunity. The 175 kDa single-pass type I transmembrane receptor consists of 5 domains: an amino-terminal cysteine-rich region, a fibronectin type II repeat, a series of eight tandem lectin-like carbohydrate recognition domains (responsible for the recognition of mannose and fucose), a transmembrane domain, and an intracellular carboxy-terminal tail. The structure is shared by the family of multi lectin mannose receptors: the phospholipase A2-receptor, DEC 205 and the novel C-type lectin receptor (mannose receptor X). The MR binds high-mannose structures on- a wide range of gram positive and gram negative bacteria, yeasts, parasites and mycobacteria. The MR has also been shown to bind and internalize tissue-type plasminogen activator. MR's are present on monocytes and dendritic cells (DC) and are presumed to play a role in innate and adaptive immunity, the latter via processing by DC. The expression of MR as observed in immunohistology is present on tissue macrophages, dendritic cells, a subpopulation of endothelial cells, Kupffer cells and sperm cells. The expression of MR on monocytes increases during culture and can be enhanced by cytokines as IFN-gamma. Labeling of MR expressing monocytes/macrophages increases with prolonged incubation time probably due to internalization of the MR-antibody-complex. The monoclonal antibody 15-2 prevents binding of glycoproteins including t-PA to MR. Detection of the MR with anti-MR monoclonal antibody 15-2 can substitute staining for mannose containing probes as labeled mannosylated BSA, a technique which is more cumbersome and less specific. | Monoclonal antibodies | 10 mg 0.2 μm filtered protein G purified antibody solution in PBS with a concentration of at least 0.5 mg/ml. The endotoxin concentration is < 24 EU/mg, determined with HIT302 LAL Assay. | Dilutions to be used depend on detection system applied. It is recommended that users test the reagent and determine their own optimal dilutions. The typical starting working dilution is 1:50. | Purified human mannose receptor from human placental tissue | Mouse IgG1 | Human | 1. Barret-Berghoeff, M et al; Monoclonal antibodies against the human mannose receptor that inhibit the binding of tissue-type plasminogen activator. Thromb Haemostas 1997, 77: 718 2. Noorman, F et al; Monoclonal antibodies against the human mannose receptor as a specific marker in flow cytometry and immunohistochemistry for macrophages. J Leukocyte Biol 1997, 61: 63 3. Noorman, F et al; Cluster mannosides can inhibit mannose receptor-mediated tissue-type plasminogen activator degradation by both rat and human cells. Hepatology 1997, 26: 1303 4. Tailleux, L et al; DC-SIGN is the major mycobacterium tuberculosis receptor on human dendritic cells. J Exp Med 2003, 197: 121 5. Pressice, P et al; Keyhole limpet hemocyanin induces the activation and maturation of human dendritic cells through the involvement of mannose receptor. Mol Immunol 2008, 45: 1136 6. Tahara, N et al; 2-deoxy-2-[(18)F]fluoro-d-mannose positron emission tomography imaging in atherosclerosis. Nat Med 2014, 20: 215 | Product should be stored at 4 °C. Under recommended storage conditions, product is stable for one year. | For research use only. Not for use in or on humans or animals or for diagnostics. It is the responsibility of the user to comply with all local/state and Federal rules in the use of this product. Hycult Biotech is not responsible for any patent infringements that might result with the use of or derivation of this product. | F: Tissue sections were fixed in acetone/chloroform. Sections were preincubated with normal rabbit serum (Ref.3). FC: Antibody 15-2 stains the extracellular domain of MR. W: A non-reduced sample treatment and 6% SDS-Page was used. The band size is 175 kDa (Ref.1). FS: Antibody 15-2 functions as an inhibitor of binding. The antibody was functionally tested by preincubation of immobilized receptor with antibody. This prevented binding of t-PA to immobilized receptor. (Ref.1). | Machrophage Mannose Receptor 1, MRC1, CLEC13D, MMR, C-type lectin domain family 13 member D Gene name: MRC1
https://www.hycultbiotech.com/products/types/hm2056-5mg | Mannose receptor, Human, mAb 15-2 | 5 mg | Flow cytometry, Frozen sections, Functional studies, Western blot |  | The monoclonal antibody 15-2 recognizes the mannose receptor (MR), also known as CD206, a member of the vertebrate C-type lectin family. The mannose receptor, is a pattern recognition receptor that is involved in both innate and adaptive immunity. The 175 kDa single-pass type I transmembrane receptor consists of 5 domains: an amino-terminal cysteine-rich region, a fibronectin type II repeat, a series of eight tandem lectin-like carbohydrate recognition domains (responsible for the recognition of mannose and fucose), a transmembrane domain, and an intracellular carboxy-terminal tail. The structure is shared by the family of multi lectin mannose receptors: the phospholipase A2-receptor, DEC 205 and the novel C-type lectin receptor (mannose receptor X). The MR binds high-mannose structures on- a wide range of gram positive and gram negative bacteria, yeasts, parasites and mycobacteria. The MR has also been shown to bind and internalize tissue-type plasminogen activator. MR's are present on monocytes and dendritic cells (DC) and are presumed to play a role in innate and adaptive immunity, the latter via processing by DC. The expression of MR as observed in immunohistology is present on tissue macrophages, dendritic cells, a subpopulation of endothelial cells, Kupffer cells and sperm cells. The expression of MR on monocytes increases during culture and can be enhanced by cytokines as IFN-gamma. Labeling of MR expressing monocytes/macrophages increases with prolonged incubation time probably due to internalization of the MR-antibody-complex. The monoclonal antibody 15-2 prevents binding of glycoproteins including t-PA to MR. Detection of the MR with anti-MR monoclonal antibody 15-2 can substitute staining for mannose containing probes as labeled mannosylated BSA, a technique which is more cumbersome and less specific. | Monoclonal antibodies | 5 mg 0.2 μm filtered protein G purified antibody solution in PBS with a concentration of at least 0.5 mg/ml. The endotoxin concentration is < 24 EU/mg, determined with HIT302 LAL Assay. | Dilutions to be used depend on detection system applied. It is recommended that users test the reagent and determine their own optimal dilutions. The typical starting working dilution is 1:50. | Purified human mannose receptor from human placental tissue | Mouse IgG1 | Human | 1. Barret-Berghoeff, M et al; Monoclonal antibodies against the human mannose receptor that inhibit the binding of tissue-type plasminogen activator. Thromb Haemostas 1997, 77: 718 2. Noorman, F et al; Monoclonal antibodies against the human mannose receptor as a specific marker in flow cytometry and immunohistochemistry for macrophages. J Leukocyte Biol 1997, 61: 63 3. Noorman, F et al; Cluster mannosides can inhibit mannose receptor-mediated tissue-type plasminogen activator degradation by both rat and human cells. Hepatology 1997, 26: 1303 4. Tailleux, L et al; DC-SIGN is the major mycobacterium tuberculosis receptor on human dendritic cells. J Exp Med 2003, 197: 121 5. Pressice, P et al; Keyhole limpet hemocyanin induces the activation and maturation of human dendritic cells through the involvement of mannose receptor. Mol Immunol 2008, 45: 1136 6. Tahara, N et al; 2-deoxy-2-[(18)F]fluoro-d-mannose positron emission tomography imaging in atherosclerosis. Nat Med 2014, 20: 215 | Product should be stored at 4 °C. Under recommended storage conditions, product is stable for one year. | For research use only. Not for use in or on humans or animals or for diagnostics. It is the responsibility of the user to comply with all local/state and Federal rules in the use of this product. Hycult Biotech is not responsible for any patent infringements that might result with the use of or derivation of this product. | F: Tissue sections were fixed in acetone/chloroform. Sections were preincubated with normal rabbit serum (Ref.3). FC: Antibody 15-2 stains the extracellular domain of MR. W: A non-reduced sample treatment and 6% SDS-Page was used. The band size is 175 kDa (Ref.1). FS: Antibody 15-2 functions as an inhibitor of binding. The antibody was functionally tested by preincubation of immobilized receptor with antibody. This prevented binding of t-PA to immobilized receptor. (Ref.1). | Machrophage Mannose Receptor 1, MRC1, CLEC13D, MMR, C-type lectin domain family 13 member D Gene name: MRC1
https://www.hycultbiotech.com/products/types/hm2056-1mg | Mannose receptor, Human, mAb 15-2 | 1 mg | Flow cytometry, Frozen sections, Functional studies, Western blot |  | The monoclonal antibody 15-2 recognizes the mannose receptor (MR), also known as CD206, a member of the vertebrate C-type lectin family. The mannose receptor, is a pattern recognition receptor that is involved in both innate and adaptive immunity. The 175 kDa single-pass type I transmembrane receptor consists of 5 domains: an amino-terminal cysteine-rich region, a fibronectin type II repeat, a series of eight tandem lectin-like carbohydrate recognition domains (responsible for the recognition of mannose and fucose), a transmembrane domain, and an intracellular carboxy-terminal tail. The structure is shared by the family of multi lectin mannose receptors: the phospholipase A2-receptor, DEC 205 and the novel C-type lectin receptor (mannose receptor X). The MR binds high-mannose structures on- a wide range of gram positive and gram negative bacteria, yeasts, parasites and mycobacteria. The MR has also been shown to bind and internalize tissue-type plasminogen activator. MR's are present on monocytes and dendritic cells (DC) and are presumed to play a role in innate and adaptive immunity, the latter via processing by DC. The expression of MR as observed in immunohistology is present on tissue macrophages, dendritic cells, a subpopulation of endothelial cells, Kupffer cells and sperm cells. The expression of MR on monocytes increases during culture and can be enhanced by cytokines as IFN-gamma. Labeling of MR expressing monocytes/macrophages increases with prolonged incubation time probably due to internalization of the MR-antibody-complex. The monoclonal antibody 15-2 prevents binding of glycoproteins including t-PA to MR. Detection of the MR with anti-MR monoclonal antibody 15-2 can substitute staining for mannose containing probes as labeled mannosylated BSA, a technique which is more cumbersome and less specific. | Monoclonal antibodies | 1 mg 0.2 μm filtered protein G purified antibody solution in PBS with a concentration of at least 0.5 mg/ml. The endotoxin concentration is < 24 EU/mg, determined with HIT302 LAL Assay. | Dilutions to be used depend on detection system applied. It is recommended that users test the reagent and determine their own optimal dilutions. The typical starting working dilution is 1:50. | Purified human mannose receptor from human placental tissue | Mouse IgG1 | Human | 1. Barret-Berghoeff, M et al; Monoclonal antibodies against the human mannose receptor that inhibit the binding of tissue-type plasminogen activator. Thromb Haemostas 1997, 77: 718 2. Noorman, F et al; Monoclonal antibodies against the human mannose receptor as a specific marker in flow cytometry and immunohistochemistry for macrophages. J Leukocyte Biol 1997, 61: 63 3. Noorman, F et al; Cluster mannosides can inhibit mannose receptor-mediated tissue-type plasminogen activator degradation by both rat and human cells. Hepatology 1997, 26: 1303 4. Tailleux, L et al; DC-SIGN is the major mycobacterium tuberculosis receptor on human dendritic cells. J Exp Med 2003, 197: 121 5. Pressice, P et al; Keyhole limpet hemocyanin induces the activation and maturation of human dendritic cells through the involvement of mannose receptor. Mol Immunol 2008, 45: 1136 6. Tahara, N et al; 2-deoxy-2-[(18)F]fluoro-d-mannose positron emission tomography imaging in atherosclerosis. Nat Med 2014, 20: 215 | Product should be stored at 4 °C. Under recommended storage conditions, product is stable for one year. | For research use only. Not for use in or on humans or animals or for diagnostics. It is the responsibility of the user to comply with all local/state and Federal rules in the use of this product. Hycult Biotech is not responsible for any patent infringements that might result with the use of or derivation of this product. | F: Tissue sections were fixed in acetone/chloroform. Sections were preincubated with normal rabbit serum (Ref.3). FC: Antibody 15-2 stains the extracellular domain of MR. W: A non-reduced sample treatment and 6% SDS-Page was used. The band size is 175 kDa (Ref.1). FS: Antibody 15-2 functions as an inhibitor of binding. The antibody was functionally tested by preincubation of immobilized receptor with antibody. This prevented binding of t-PA to immobilized receptor. (Ref.1). | Machrophage Mannose Receptor 1, MRC1, CLEC13D, MMR, C-type lectin domain family 13 member D Gene name: MRC1
https://www.hycultbiotech.com/products/types/hm2007-10mg | TNF-RII, Human, mAb MR2-1 | 10 mg | Flow cytometry, Frozen sections, Functional studies, Immuno assays, Immuno fluorescence, Immuno precipitation, Western blot |  | The antibody MR2-1 reacts with the extra-cellular part of the TNF-RII. It also reacts with the soluble receptor. TNF-RII is present on most cell types and is considered to play a prominent role in cell stimulation by TNF-alpha. TNF-RII molecule is shown to be responsible for stimulation of activated T-lymphocytes by TNF-alpha. The antibody cross reacts with rhesus and cynomolgus natural TNF-RII. | Monoclonal antibodies | 10 mg 0.2 μm filtered protein G purified antibody solution in PBS with a concentration of at least 0.5 mg/ml. The endotoxin concentration is < 24 EU/mg, determined with HIT302 LAL Assay. | For immunohistology, flow cytometry and Western blotting dilutions to be used depend on detection system applied. It is recommended that users test the reagent and determine their own optimal dilutions. The typical starting working dilution is 1:10. Advised positive controls for frozen sections are human lymphnodes and for flow cytometry PHA activated T cells. |  | Mouse IgG1 | Human | 1. Leeuwenberg, JFM et al; Slow release of soluble TNF-Receptors by monocytes in vitro. J Immunol 1994, 152: 4036 2. Leeuwenberg, JFM et al; Lipopolysaccharide LPS-mediated soluble TNF-Receptor release and TNF-Receptor expression by monocytes; role of CD14, LPS binding protein and bactericidal/permeability-increasing protein. J Immnol 1994, 152: 5070 3. Marchetti, L et al; Tumor necrosis factor (TNF)-mediated neuroprotection against glutamate-induced excitotoxicity is enhanced by N-methyl-D-aspartate receptor activation. Essential role of a TNF receptor 2-mediated phosphatidylinositol 3-kinase-dependent NF-kappa B pathway. J Biol Chem 2004, 279: 32869 | Product should be stored at 4 °C. Under recommended storage conditions, product is stable for one year. | For research use only. Not for use in or on humans or animals or for diagnostics. It is the responsibility of the user to comply with all local/state and Federal rules in the use of this product. Hycult Biotech is not responsible for any patent infringements that might result with the use of or derivation of this product.
https://www.hycultbiotech.com/products/types/hm2007-5mg | TNF-RII, Human, mAb MR2-1 | 5 mg | Flow cytometry, Frozen sections, Functional studies, Immuno assays, Immuno fluorescence, Immuno precipitation, Western blot |  | The antibody MR2-1 reacts with the extra-cellular part of the TNF-RII. It also reacts with the soluble receptor. TNF-RII is present on most cell types and is considered to play a prominent role in cell stimulation by TNF-alpha. TNF-RII molecule is shown to be responsible for stimulation of activated T-lymphocytes by TNF-alpha. The antibody cross reacts with rhesus and cynomolgus natural TNF-RII. | Monoclonal antibodies | 5 mg 0.2 μm filtered protein G purified antibody solution in PBS with a concentration of at least 0.5 mg/ml. The endotoxin concentration is < 24 EU/mg, determined with HIT302 LAL Assay. | For immunohistology, flow cytometry and Western blotting dilutions to be used depend on detection system applied. It is recommended that users test the reagent and determine their own optimal dilutions. The typical starting working dilution is 1:10. Advised positive controls for frozen sections are human lymphnodes and for flow cytometry PHA activated T cells. |  | Mouse IgG1 | Human | 1. Leeuwenberg, JFM et al; Slow release of soluble TNF-Receptors by monocytes in vitro. J Immunol 1994, 152: 4036 2. Leeuwenberg, JFM et al; Lipopolysaccharide LPS-mediated soluble TNF-Receptor release and TNF-Receptor expression by monocytes; role of CD14, LPS binding protein and bactericidal/permeability-increasing protein. J Immnol 1994, 152: 5070 3. Marchetti, L et al; Tumor necrosis factor (TNF)-mediated neuroprotection against glutamate-induced excitotoxicity is enhanced by N-methyl-D-aspartate receptor activation. Essential role of a TNF receptor 2-mediated phosphatidylinositol 3-kinase-dependent NF-kappa B pathway. J Biol Chem 2004, 279: 32869 | Product should be stored at 4 °C. Under recommended storage conditions, product is stable for one year. | For research use only. Not for use in or on humans or animals or for diagnostics. It is the responsibility of the user to comply with all local/state and Federal rules in the use of this product. Hycult Biotech is not responsible for any patent infringements that might result with the use of or derivation of this product.
https://www.hycultbiotech.com/products/types/hm2007-1mg | TNF-RII, Human, mAb MR2-1 | 1 mg | Flow cytometry, Frozen sections, Functional studies, Immuno assays, Immuno fluorescence, Immuno precipitation, Western blot |  | The antibody MR2-1 reacts with the extra-cellular part of the TNF-RII. It also reacts with the soluble receptor. TNF-RII is present on most cell types and is considered to play a prominent role in cell stimulation by TNF-alpha. TNF-RII molecule is shown to be responsible for stimulation of activated T-lymphocytes by TNF-alpha. The antibody cross reacts with rhesus and cynomolgus natural TNF-RII. | Monoclonal antibodies | 1 mg 0.2 μm filtered protein G purified antibody solution in PBS with a concentration of at least 0.5 mg/ml. The endotoxin concentration is < 24 EU/mg, determined with HIT302 LAL Assay. | For immunohistology, flow cytometry and Western blotting dilutions to be used depend on detection system applied. It is recommended that users test the reagent and determine their own optimal dilutions. The typical starting working dilution is 1:10. Advised positive controls for frozen sections are human lymphnodes and for flow cytometry PHA activated T cells. |  | Mouse IgG1 | Human | 1. Leeuwenberg, JFM et al; Slow release of soluble TNF-Receptors by monocytes in vitro. J Immunol 1994, 152: 4036 2. Leeuwenberg, JFM et al; Lipopolysaccharide LPS-mediated soluble TNF-Receptor release and TNF-Receptor expression by monocytes; role of CD14, LPS binding protein and bactericidal/permeability-increasing protein. J Immnol 1994, 152: 5070 3. Marchetti, L et al; Tumor necrosis factor (TNF)-mediated neuroprotection against glutamate-induced excitotoxicity is enhanced by N-methyl-D-aspartate receptor activation. Essential role of a TNF receptor 2-mediated phosphatidylinositol 3-kinase-dependent NF-kappa B pathway. J Biol Chem 2004, 279: 32869 | Product should be stored at 4 °C. Under recommended storage conditions, product is stable for one year. | For research use only. Not for use in or on humans or animals or for diagnostics. It is the responsibility of the user to comply with all local/state and Federal rules in the use of this product. Hycult Biotech is not responsible for any patent infringements that might result with the use of or derivation of this product.
https://www.hycultbiotech.com/products/types/hm2005-10mg | TNF-RI, Human, mAb MR1-2 | 10 mg | Flow cytometry, Functional studies |  | The antibody MR1-2 reacts with the extra-cellular part of the TNF-RI. It also reacts with the soluble receptor. TNF-RI is present on most cell types and is considered to play a prominent role in cell stimulation by TNF-alpha: Induction of cytotoxicity and other functions are mediated largely via TNF-RI. The antibody cross reacts with rhesus and cynomolgus natural TNF-RI. | Monoclonal antibodies | 10 mg 0.2 μm filtered protein G purified antibody solution in PBS with a concentration of at least 0.5 mg/ml. The endotoxin concentration is < 24 EU/mg, determined with HIT302 LAL Assay. | Dilutions to be used depend on detection system applied. It is recommended that users test the reagent and determine their own optimal dilutions. The typical starting working dilution is 1:50. | Extracellular part of TNF-R55 | Mouse IgG1 | Human | 1. Leeuwenberg, JFM et al; Slow release of soluble TNF-Receptors by monocytes in vitro. J Immunol 1994, 152: 4036 | Product should be stored at 4 °C. Under recommended storage conditions, product is stable for one year. | For research use only. Not for use in or on humans or animals or for diagnostics. It is the responsibility of the user to comply with all local/state and Federal rules in the use of this product. Hbt is not responsible for any patent infringements that might result with the use of or derivation of this product. |  | Tumor necrosis factor receptor superfamily member 1A, Tumor necrosis factor receptor type I Gene name: TNFRSF1A
https://www.hycultbiotech.com/products/types/hm2005-5mg | TNF-RI, Human, mAb MR1-2 | 5 mg | Flow cytometry, Functional studies |  | The antibody MR1-2 reacts with the extra-cellular part of the TNF-RI. It also reacts with the soluble receptor. TNF-RI is present on most cell types and is considered to play a prominent role in cell stimulation by TNF-alpha: Induction of cytotoxicity and other functions are mediated largely via TNF-RI. The antibody cross reacts with rhesus and cynomolgus natural TNF-RI. | Monoclonal antibodies | 5 mg 0.2 μm filtered protein G purified antibody solution in PBS with a concentration of at least 0.5 mg/ml. The endotoxin concentration is < 24 EU/mg, determined with HIT302 LAL Assay. | Dilutions to be used depend on detection system applied. It is recommended that users test the reagent and determine their own optimal dilutions. The typical starting working dilution is 1:50. | Extracellular part of TNF-R55 | Mouse IgG1 | Human | 1. Leeuwenberg, JFM et al; Slow release of soluble TNF-Receptors by monocytes in vitro. J Immunol 1994, 152: 4036 | Product should be stored at 4 °C. Under recommended storage conditions, product is stable for one year. | For research use only. Not for use in or on humans or animals or for diagnostics. It is the responsibility of the user to comply with all local/state and Federal rules in the use of this product. Hbt is not responsible for any patent infringements that might result with the use of or derivation of this product. |  | Tumor necrosis factor receptor superfamily member 1A, Tumor necrosis factor receptor type I Gene name: TNFRSF1A
https://www.hycultbiotech.com/products/types/hm2005-1mg | TNF-RI, Human, mAb MR1-2 | 1 mg | Flow cytometry, Functional studies |  | The antibody MR1-2 reacts with the extra-cellular part of the TNF-RI. It also reacts with the soluble receptor. TNF-RI is present on most cell types and is considered to play a prominent role in cell stimulation by TNF-alpha: Induction of cytotoxicity and other functions are mediated largely via TNF-RI. The antibody cross reacts with rhesus and cynomolgus natural TNF-RI. | Monoclonal antibodies | 1 mg 0.2 μm filtered protein G purified antibody solution in PBS with a concentration of at least 0.5 mg/ml. The endotoxin concentration is < 24 EU/mg, determined with HIT302 LAL Assay. | Dilutions to be used depend on detection system applied. It is recommended that users test the reagent and determine their own optimal dilutions. The typical starting working dilution is 1:50. | Extracellular part of TNF-R55 | Mouse IgG1 | Human | 1. Leeuwenberg, JFM et al; Slow release of soluble TNF-Receptors by monocytes in vitro. J Immunol 1994, 152: 4036 | Product should be stored at 4 °C. Under recommended storage conditions, product is stable for one year. | For research use only. Not for use in or on humans or animals or for diagnostics. It is the responsibility of the user to comply with all local/state and Federal rules in the use of this product. Hbt is not responsible for any patent infringements that might result with the use of or derivation of this product. |  | Tumor necrosis factor receptor superfamily member 1A, Tumor necrosis factor receptor type I Gene name: TNFRSF1A
https://www.hycultbiotech.com/products/types/hm1104-10mg | CD200R3, Mouse, mAb Ba91 | 10 mg | Flow cytometry, Functional studies, Immuno precipitation, Western blot |  | The monoclonal antibody Ba91 recognizes mouse CD200 Receptor-like 3 (CD200R3), a protein of ~38 kDa or ~74 kDa (reduced or non-reduced condition, respectively). CD200R3 presumably exists as a disulfide-linked dimer on the cell surface. The OX-2, or CD200 receptor (CD200R), belongs to the immunoglobulin superfamily. CD200R contains two Ig-like extracellular domains and mediates inhibitory signals in myeloid cells. Mice deficient for the ligand CD200 develop enhanced experimental allergic encephalomyelitis and collagen-induced arthritis. Unlike CD200R, the CD200R-like receptors functions as activating receptors. They contain short cytoplasmic tails and a lysine residue in the transmembrane region and are likely to signal via adaptor proteins such as DAP12, DAP10, FcRg, or CD3z. CD200R3 is expressed preferentially on cells of the myeloid lineage, including mast cells and basophils. Both cell types are involved in the host defense system against pathogens and in the development of allergic disorders. They function as independent essential initiators of allergic reactions. Basophils are the least common leukocytes in the peripheral blood accounting approximately 0.5 % of all leukocytes. In vivo depletion of basophils by using monoclonal antibody proved the essential role of basophils in the development and maintenance of IgE-mediated chronic allergic inflammation. The activating CD200 receptors, like CD200R3, play an important role in IgE-independent mast cell and basophil activation. Monoclonal antibody Ba91 activates basophils ex vivo and elicits systemic anaphylaxis when administered in vivo. Cross-linking of CD200R3 on MC/9 cells by monoclonal antibody Ba91 induces degranulation. Monoclonal antibody Ba91 is also useful for depletion of basophils. | Monoclonal antibodies | 10 mg 0.2 μm filtered protein G purified antibody solution in PBS with a concentration of at least 0.5 mg/ml. The endotoxin concentration is < 24 EU/mg, determined with HIT302 LAL Assay. | For flow cytometry, and immuno precipitation, ilutions to be used depend on detection system applied. It is recommended that users test the reagent and determine their own optimal dilutions. The typical starting working dilution is 1:50. For functional studies, in vitro dilutions have to be optimized in user's experimental setting. | Mouse primary basophils | Mouse IgG2a | Mouse | Kojima, T et al; Mast cells and basophils are selectively activated in vitro and in vivo through CD200R3 in an IgE-independent manner. J Immunol 2007, 179: 7093 | Product should be stored at 4 °C. Under recommended storage conditions, product is stable for one year. | For research use only. Not for use in or on humans or animals or for diagnostics. It is the responsibility of the user to comply with all local/state and Federal rules in the use of this product. Hycult Biotech is not responsible for any patent infringements that might result with the use or derivation of this product. |  | CD200R3, CD200RLb, OX-2 Receptor 3
https://www.hycultbiotech.com/products/types/hm1104-5mg | CD200R3, Mouse, mAb Ba91 | 5 mg | Flow cytometry, Functional studies, Immuno precipitation, Western blot |  | The monoclonal antibody Ba91 recognizes mouse CD200 Receptor-like 3 (CD200R3), a protein of ~38 kDa or ~74 kDa (reduced or non-reduced condition, respectively). CD200R3 presumably exists as a disulfide-linked dimer on the cell surface. The OX-2, or CD200 receptor (CD200R), belongs to the immunoglobulin superfamily. CD200R contains two Ig-like extracellular domains and mediates inhibitory signals in myeloid cells. Mice deficient for the ligand CD200 develop enhanced experimental allergic encephalomyelitis and collagen-induced arthritis. Unlike CD200R, the CD200R-like receptors functions as activating receptors. They contain short cytoplasmic tails and a lysine residue in the transmembrane region and are likely to signal via adaptor proteins such as DAP12, DAP10, FcRg, or CD3z. CD200R3 is expressed preferentially on cells of the myeloid lineage, including mast cells and basophils. Both cell types are involved in the host defense system against pathogens and in the development of allergic disorders. They function as independent essential initiators of allergic reactions. Basophils are the least common leukocytes in the peripheral blood accounting approximately 0.5 % of all leukocytes. In vivo depletion of basophils by using monoclonal antibody proved the essential role of basophils in the development and maintenance of IgE-mediated chronic allergic inflammation. The activating CD200 receptors, like CD200R3, play an important role in IgE-independent mast cell and basophil activation. Monoclonal antibody Ba91 activates basophils ex vivo and elicits systemic anaphylaxis when administered in vivo. Cross-linking of CD200R3 on MC/9 cells by monoclonal antibody Ba91 induces degranulation. Monoclonal antibody Ba91 is also useful for depletion of basophils. | Monoclonal antibodies | 5 mg 0.2 μm filtered protein G purified antibody solution in PBS with a concentration of at least 0.5 mg/ml. The endotoxin concentration is < 24 EU/mg, determined with HIT302 LAL Assay. | For flow cytometry, and immuno precipitation, ilutions to be used depend on detection system applied. It is recommended that users test the reagent and determine their own optimal dilutions. The typical starting working dilution is 1:50. For functional studies, in vitro dilutions have to be optimized in user's experimental setting. | Mouse primary basophils | Mouse IgG2a | Mouse | Kojima, T et al; Mast cells and basophils are selectively activated in vitro and in vivo through CD200R3 in an IgE-independent manner. J Immunol 2007, 179: 7093 | Product should be stored at 4 °C. Under recommended storage conditions, product is stable for one year. | For research use only. Not for use in or on humans or animals or for diagnostics. It is the responsibility of the user to comply with all local/state and Federal rules in the use of this product. Hycult Biotech is not responsible for any patent infringements that might result with the use or derivation of this product. |  | CD200R3, CD200RLb, OX-2 Receptor 3
https://www.hycultbiotech.com/products/types/hm1103-10mg | CD200R3, Mouse, mAb Ba103 | 10 mg | Flow cytometry, Functional studies, Immuno precipitation, Western blot |  | The monoclonal antibody Ba103 recognizes mouse CD200 Receptor-like 3 (CD200R3), a protein of ~38 kDa or ~74 kDa (reduced or non-reduced condition, respectively). CD200R3 presumably exists as a disulfide-linked dimer on the cell surface, it is a single-pass type I membrane protein. The OX-2, or CD200 receptor (CD200R), belongs to the immunoglobulin superfamily. CD200R contains two Ig-like extracellular domains, one Ig-like C2-type (immunoglobulin-like) domain and one Ig-like V-type (immunoglobulin-like) domain. and mediates inhibitory signals in myeloid cells. Mice deficient for the ligand CD200 develop enhanced experimental allergic encephalomyelitis and collagen-induced arthritis. Unlike CD200R, the CD200R-like receptors function as activating receptors. They contain short cytoplasmic tails and a lysine residue in the transmembrane region and are likely to signal via adaptor proteins such as DAP12, DAP10, FcRg, or CD3z. CD200R3 is expressed in uterus and bone marrow-derived mast cells (at protein level). It is expressed in uterus, spleen, bone marrow-derived dendritic, basophil and mast cells. CD200R3 is also expressed in the lung of N. brasiliensis-infected mice. It is weakly expressed in brain, testis, lung and thymus. CD200R3 is expressed preferentially on cells of the myeloid lineage, including mast cells and basophils. Both cell types are involved in the host defense system against pathogens and in the development of allergic disorders. They function as independent essential initiators of allergic reactions. Basophils are the least common leukocytes in the peripheral blood accounting approximately 0.5 % of all leukocytes. In vivo depletion of basophils by using monoclonal antibody Ba103 proved the essential role of basophils in the development and maintenance of IgE-mediated chronic allergic inflammation. The activating CD200 receptors, like CD200R3, play an important role in IgE-independent mast cell and basophil activation. Monoclonal antibody Ba103 activates basophils ex vivo and elicits systemic anaphylaxis when administered in vivo. Cross-linking of CD200R3 on MC/9 cells by monoclonal antibody Ba103 induces degranulation. Furthermore, monoclonal antibody Ba103 is useful for depletion of basophils. | Monoclonal antibodies | 10 mg of 0.2 µm filtered antibody solution in PBS (exact concentration is indicated on the label). | For flow cytometry, Western blotting and immuno precipitation, dilutions to be used depend on detection system applied. It is recommended that users test the reagent and determine their own optimal dilutions. The typical starting working dilution is 1:50. For functional studies, in vitro dilutions have to be optimized in user&rsquo;s experimental setting. | Mouse primary basophils; cell-enriched bone marrow cells | Rat IgG2b | Mouse | 1. Obata, K et al; Basophils are essential initiators of a novel type of chronic allergic inflammation. Blood 2007, 110: 913 2. Kojima, T et al; Mast cells and basophils are selectively activated in vitro and in vivo through CD200R3 in an IgE-independent manner. J Immunol 2007, 179: 7093 3. Khodoun, M et al; Peanuts can contribute to anaphylactic shock by activating complement. J Allergy Clin Immunol 2009, 123: 342 | Product should be stored at 4 °C. Under recommended storage conditions, product is stable for one year. | For research use only. Not for use in or on humans or animals or for diagnostics. It is the responsibility of the user to comply with all local/state and federal rules in the use of this product. Hycult Biotech is not responsible for any patent infringements that might result from the use or derivation of this product. | WB: reduced and non-reduced MC/9 lysate; band size 38kDa under reducing conditions and 74 kDa under nonreducing conditions FC: Basophils and mast cells; no fixation needed FS: antagonist in basophil-mediated allergic reactions; a single intravenous administration of 30 µm antibody . The biological activity of the antibody is drastic reduction in the basophile number in the peripheral blood and spleen, to approximately 20% of the normal level; also useful for mast cell degranulation; readout by measuring hexosaminidase activity IP: mast cells were lysed with 1% NP-40 containing lysis buffer with proteinase inhibitor mixture before incubation with the antibody | CD200 receptor-like 3, CD200RLb, cell surface glycoprotein OX-2 receptor 3
https://www.hycultbiotech.com/products/types/hm1103-5mg | CD200R3, Mouse, mAb Ba103 | 5 mg | Flow cytometry, Functional studies, Immuno precipitation, Western blot |  | The monoclonal antibody Ba103 recognizes mouse CD200 Receptor-like 3 (CD200R3), a protein of ~38 kDa or ~74 kDa (reduced or non-reduced condition, respectively). CD200R3 presumably exists as a disulfide-linked dimer on the cell surface, it is a single-pass type I membrane protein. The OX-2, or CD200 receptor (CD200R), belongs to the immunoglobulin superfamily. CD200R contains two Ig-like extracellular domains, one Ig-like C2-type (immunoglobulin-like) domain and one Ig-like V-type (immunoglobulin-like) domain. and mediates inhibitory signals in myeloid cells. Mice deficient for the ligand CD200 develop enhanced experimental allergic encephalomyelitis and collagen-induced arthritis. Unlike CD200R, the CD200R-like receptors function as activating receptors. They contain short cytoplasmic tails and a lysine residue in the transmembrane region and are likely to signal via adaptor proteins such as DAP12, DAP10, FcRg, or CD3z. CD200R3 is expressed in uterus and bone marrow-derived mast cells (at protein level). It is expressed in uterus, spleen, bone marrow-derived dendritic, basophil and mast cells. CD200R3 is also expressed in the lung of N. brasiliensis-infected mice. It is weakly expressed in brain, testis, lung and thymus. CD200R3 is expressed preferentially on cells of the myeloid lineage, including mast cells and basophils. Both cell types are involved in the host defense system against pathogens and in the development of allergic disorders. They function as independent essential initiators of allergic reactions. Basophils are the least common leukocytes in the peripheral blood accounting approximately 0.5 % of all leukocytes. In vivo depletion of basophils by using monoclonal antibody Ba103 proved the essential role of basophils in the development and maintenance of IgE-mediated chronic allergic inflammation. The activating CD200 receptors, like CD200R3, play an important role in IgE-independent mast cell and basophil activation. Monoclonal antibody Ba103 activates basophils ex vivo and elicits systemic anaphylaxis when administered in vivo. Cross-linking of CD200R3 on MC/9 cells by monoclonal antibody Ba103 induces degranulation. Furthermore, monoclonal antibody Ba103 is useful for depletion of basophils. | Monoclonal antibodies | 5 mg of 0.2 µm filtered antibody solution in PBS (exact concentration is indicated on the label). | For flow cytometry, Western blotting and immuno precipitation, dilutions to be used depend on detection system applied. It is recommended that users test the reagent and determine their own optimal dilutions. The typical starting working dilution is 1:50. For functional studies, in vitro dilutions have to be optimized in user&rsquo;s experimental setting. | Mouse primary basophils; cell-enriched bone marrow cells | Rat IgG2b | Mouse | 1. Obata, K et al; Basophils are essential initiators of a novel type of chronic allergic inflammation. Blood 2007, 110: 913 2. Kojima, T et al; Mast cells and basophils are selectively activated in vitro and in vivo through CD200R3 in an IgE-independent manner. J Immunol 2007, 179: 7093 3. Khodoun, M et al; Peanuts can contribute to anaphylactic shock by activating complement. J Allergy Clin Immunol 2009, 123: 342 | Product should be stored at 4 °C. Under recommended storage conditions, product is stable for one year. | For research use only. Not for use in or on humans or animals or for diagnostics. It is the responsibility of the user to comply with all local/state and federal rules in the use of this product. Hycult Biotech is not responsible for any patent infringements that might result from the use or derivation of this product. | WB: reduced and non-reduced MC/9 lysate; band size 38kDa under reducing conditions and 74 kDa under nonreducing conditions FC: Basophils and mast cells; no fixation needed FS: antagonist in basophil-mediated allergic reactions; a single intravenous administration of 30 µm antibody . The biological activity of the antibody is drastic reduction in the basophile number in the peripheral blood and spleen, to approximately 20% of the normal level; also useful for mast cell degranulation; readout by measuring hexosaminidase activity IP: mast cells were lysed with 1% NP-40 containing lysis buffer with proteinase inhibitor mixture before incubation with the antibody | CD200 receptor-like 3, CD200RLb, cell surface glycoprotein OX-2 receptor 3
https://www.hycultbiotech.com/products/types/hm1097-10mg | TNF-RI, Mouse, mAb 55R-170 | 10 mg | Flow cytometry, Functional studies, Immuno assays, Immuno precipitation |  | The monoclonal antibody 55R-170 recognizes the extracellular part of mouse Tumor Necrosis Factor Receptor superfamily member 1A (TNF-RI), also known as CD120a or p55. TNF-RI belongs to the large TNF receptor family, among which TNF-RII (TNF-R p75-80), lymphotoxin-beta receptor (LTbetaR) and the Herpes virus entry mediator (HVEM). Ligands for these receptors belong to the Tumor Necrosis Factor (TNF) superfamily of cytokines, which activate signaling pathways for cell survival, death, and differentiation that orchestrate the development, organization and homeostasis of lymphoid, mammary, neuronal and ectodermal tissues. TNF-RI contains a characteristic structural cassette termed death domain in its sequence that is conserved within a distinct subset of other TNF-R family members, such as CD95, DR3, DR4, and DR5. This death domain, was characterized as being essential for induction of apoptosis in vitro and has been structurally conserved within these TNF-R superfamily members. Deletion of the death domain of the TNF-RI results in a non-functional receptor, indicating that the death domain is required for the signal transduction of the physiological functions of TNF-RI in vivo. TNF-RI is a 55 kD type I transmembrane protein and is expressed on a variety of cell types at low levels. It is considered to play a prominent role in cell stimulation by TNF-alpha. Induction of cytotoxicity and other functions are mediated largely via TNF-RI. TNF-RI is present as soluble form in body fluids (for instance plasma and CSF). This extracellular TNF-RI is generated by two mechanisms, namely proteolytic cleavage of TNF-RI ectodomains and release of full-length TNF-RI in the membranes of exosome-like vesicles. TNF-RI and TNF-RII both interact with the homomeric forms of LTbeta or TNF. However, TNF-RI functions as the high affinity receptor for soluble TNF (sTNF). TNF-RI has been shown to be involved in a wide variety of inflammatory diseases, among which neurodegenerative diseases (Parkinson's and Alzheimer's disease), multiple sclerosis, asthma, atherosclerosis, rheumatology. The monoclonal antibody 55R-170 also recognizes the soluble receptor.. | Monoclonal antibodies | 10 mg 0.2 μm filtered protein G purified antibody solution in PBS with a concentration of at least 0.5 mg/ml. The endotoxin concentration is < 24 EU/mg, determined with HIT302 LAL Assay. | For flow cytometry, dilutions to be used depend on detection system applied. It is recommended that users test the reagent and determine their own optimal dilutions. The typical starting working dilution is 1:50. For functional studies, in vitro dilutions have to be optimized in user's experimental setting. | Purified soluble extracellular domain of mouse TNF-RI | Armenian hamster IgG | Mouse | 1. Sheehan, K et al; Monoclonal antibodies specific for murine p55 and p75 tumor necrosis factor receptors: identification of a novel in vivo role for p75. J Exp Med 1995, 181: 607 2. Pinckard, J et al; Ligand-induced formation of p55 and p75 tumor necrosis factor receptor heterocomplexes on intact cells. J Biol Chem 1997, 272: 10784 3. Ji, H et al; Critical roles for interleuking 1 and tumor necrosis factor alpha in antibody-induced arthritis. J Exp Med 2002, 196: 77 4. Lee, S et al; Inhibition of TCR-induced CD8 T cell death by IL-12: regulation of Fas ligand and cellular FLIP expression and caspase activation by IL-12. J Immunol 2003, 170: 2456 | Product should be stored at 4 °C. Under recommended storage conditions, product is stable for one year. | For research use only. Not for use in or on humans or animals or for diagnostics. It is the responsibility of the user to comply with all local/state and federal rules in the use of this product. Hycult Biotech is not responsible for any patent infringements that might result from the use or derivation of this product. |  | TNFR type I, CD120a, TNF-RI, TNF-R55, TNFRp55, p55-R, TNF receptor alpha chain
https://www.hycultbiotech.com/products/types/hm1097-5mg | TNF-RI, Mouse, mAb 55R-170 | 5 mg | Flow cytometry, Functional studies, Immuno assays, Immuno precipitation |  | The monoclonal antibody 55R-170 recognizes the extracellular part of mouse Tumor Necrosis Factor Receptor superfamily member 1A (TNF-RI), also known as CD120a or p55. TNF-RI belongs to the large TNF receptor family, among which TNF-RII (TNF-R p75-80), lymphotoxin-beta receptor (LTbetaR) and the Herpes virus entry mediator (HVEM). Ligands for these receptors belong to the Tumor Necrosis Factor (TNF) superfamily of cytokines, which activate signaling pathways for cell survival, death, and differentiation that orchestrate the development, organization and homeostasis of lymphoid, mammary, neuronal and ectodermal tissues. TNF-RI contains a characteristic structural cassette termed death domain in its sequence that is conserved within a distinct subset of other TNF-R family members, such as CD95, DR3, DR4, and DR5. This death domain, was characterized as being essential for induction of apoptosis in vitro and has been structurally conserved within these TNF-R superfamily members. Deletion of the death domain of the TNF-RI results in a non-functional receptor, indicating that the death domain is required for the signal transduction of the physiological functions of TNF-RI in vivo. TNF-RI is a 55 kD type I transmembrane protein and is expressed on a variety of cell types at low levels. It is considered to play a prominent role in cell stimulation by TNF-alpha. Induction of cytotoxicity and other functions are mediated largely via TNF-RI. TNF-RI is present as soluble form in body fluids (for instance plasma and CSF). This extracellular TNF-RI is generated by two mechanisms, namely proteolytic cleavage of TNF-RI ectodomains and release of full-length TNF-RI in the membranes of exosome-like vesicles. TNF-RI and TNF-RII both interact with the homomeric forms of LTbeta or TNF. However, TNF-RI functions as the high affinity receptor for soluble TNF (sTNF). TNF-RI has been shown to be involved in a wide variety of inflammatory diseases, among which neurodegenerative diseases (Parkinson's and Alzheimer's disease), multiple sclerosis, asthma, atherosclerosis, rheumatology. The monoclonal antibody 55R-170 also recognizes the soluble receptor.. | Monoclonal antibodies | 5 mg 0.2 μm filtered protein G purified antibody solution in PBS with a concentration of at least 0.5 mg/ml. The endotoxin concentration is < 24 EU/mg, determined with HIT302 LAL Assay. | For flow cytometry, dilutions to be used depend on detection system applied. It is recommended that users test the reagent and determine their own optimal dilutions. The typical starting working dilution is 1:50. For functional studies, in vitro dilutions have to be optimized in user's experimental setting. | Purified soluble extracellular domain of mouse TNF-RI | Armenian hamster IgG | Mouse | 1. Sheehan, K et al; Monoclonal antibodies specific for murine p55 and p75 tumor necrosis factor receptors: identification of a novel in vivo role for p75. J Exp Med 1995, 181: 607 2. Pinckard, J et al; Ligand-induced formation of p55 and p75 tumor necrosis factor receptor heterocomplexes on intact cells. J Biol Chem 1997, 272: 10784 3. Ji, H et al; Critical roles for interleuking 1 and tumor necrosis factor alpha in antibody-induced arthritis. J Exp Med 2002, 196: 77 4. Lee, S et al; Inhibition of TCR-induced CD8 T cell death by IL-12: regulation of Fas ligand and cellular FLIP expression and caspase activation by IL-12. J Immunol 2003, 170: 2456 | Product should be stored at 4 °C. Under recommended storage conditions, product is stable for one year. | For research use only. Not for use in or on humans or animals or for diagnostics. It is the responsibility of the user to comply with all local/state and federal rules in the use of this product. Hycult Biotech is not responsible for any patent infringements that might result from the use or derivation of this product. |  | TNFR type I, CD120a, TNF-RI, TNF-R55, TNFRp55, p55-R, TNF receptor alpha chain
https://www.hycultbiotech.com/products/types/hm1097-1mg | TNF-RI, Mouse, mAb 55R-170 | 1 mg | Flow cytometry, Functional studies, Immuno assays, Immuno precipitation |  | The monoclonal antibody 55R-170 recognizes the extracellular part of mouse Tumor Necrosis Factor Receptor superfamily member 1A (TNF-RI), also known as CD120a or p55. TNF-RI belongs to the large TNF receptor family, among which TNF-RII (TNF-R p75-80), lymphotoxin-beta receptor (LTbetaR) and the Herpes virus entry mediator (HVEM). Ligands for these receptors belong to the Tumor Necrosis Factor (TNF) superfamily of cytokines, which activate signaling pathways for cell survival, death, and differentiation that orchestrate the development, organization and homeostasis of lymphoid, mammary, neuronal and ectodermal tissues. TNF-RI contains a characteristic structural cassette termed death domain in its sequence that is conserved within a distinct subset of other TNF-R family members, such as CD95, DR3, DR4, and DR5. This death domain, was characterized as being essential for induction of apoptosis in vitro and has been structurally conserved within these TNF-R superfamily members. Deletion of the death domain of the TNF-RI results in a non-functional receptor, indicating that the death domain is required for the signal transduction of the physiological functions of TNF-RI in vivo. TNF-RI is a 55 kD type I transmembrane protein and is expressed on a variety of cell types at low levels. It is considered to play a prominent role in cell stimulation by TNF-alpha. Induction of cytotoxicity and other functions are mediated largely via TNF-RI. TNF-RI is present as soluble form in body fluids (for instance plasma and CSF). This extracellular TNF-RI is generated by two mechanisms, namely proteolytic cleavage of TNF-RI ectodomains and release of full-length TNF-RI in the membranes of exosome-like vesicles. TNF-RI and TNF-RII both interact with the homomeric forms of LTbeta or TNF. However, TNF-RI functions as the high affinity receptor for soluble TNF (sTNF). TNF-RI has been shown to be involved in a wide variety of inflammatory diseases, among which neurodegenerative diseases (Parkinson's and Alzheimer's disease), multiple sclerosis, asthma, atherosclerosis, rheumatology. The monoclonal antibody 55R-170 also recognizes the soluble receptor.. | Monoclonal antibodies | 1 mg 0.2 μm filtered protein G purified antibody solution in PBS with a concentration of at least 0.5 mg/ml. The endotoxin concentration is < 24 EU/mg, determined with HIT302 LAL Assay. | For flow cytometry, dilutions to be used depend on detection system applied. It is recommended that users test the reagent and determine their own optimal dilutions. The typical starting working dilution is 1:50. For functional studies, in vitro dilutions have to be optimized in user's experimental setting. | Purified soluble extracellular domain of mouse TNF-RI | Armenian hamster IgG | Mouse | 1. Sheehan, K et al; Monoclonal antibodies specific for murine p55 and p75 tumor necrosis factor receptors: identification of a novel in vivo role for p75. J Exp Med 1995, 181: 607 2. Pinckard, J et al; Ligand-induced formation of p55 and p75 tumor necrosis factor receptor heterocomplexes on intact cells. J Biol Chem 1997, 272: 10784 3. Ji, H et al; Critical roles for interleuking 1 and tumor necrosis factor alpha in antibody-induced arthritis. J Exp Med 2002, 196: 77 4. Lee, S et al; Inhibition of TCR-induced CD8 T cell death by IL-12: regulation of Fas ligand and cellular FLIP expression and caspase activation by IL-12. J Immunol 2003, 170: 2456 | Product should be stored at 4 °C. Under recommended storage conditions, product is stable for one year. | For research use only. Not for use in or on humans or animals or for diagnostics. It is the responsibility of the user to comply with all local/state and federal rules in the use of this product. Hycult Biotech is not responsible for any patent infringements that might result from the use or derivation of this product. |  | TNFR type I, CD120a, TNF-RI, TNF-R55, TNFRp55, p55-R, TNF receptor alpha chain
https://www.hycultbiotech.com/products/types/hm1097-500ug | TNF-RI, Mouse, mAb 55R-170 | 0.5 mg | Flow cytometry, Functional studies, Immuno assays, Immuno precipitation |  | The monoclonal antibody 55R-170 recognizes the extracellular part of mouse Tumor Necrosis Factor Receptor superfamily member 1A (TNF-RI), also known as CD120a or p55. TNF-RI belongs to the large TNF receptor family, among which TNF-RII (TNF-R p75-80), lymphotoxin-beta receptor (LTbetaR) and the Herpes virus entry mediator (HVEM). Ligands for these receptors belong to the Tumor Necrosis Factor (TNF) superfamily of cytokines, which activate signaling pathways for cell survival, death, and differentiation that orchestrate the development, organization and homeostasis of lymphoid, mammary, neuronal and ectodermal tissues. TNF-RI contains a characteristic structural cassette termed death domain in its sequence that is conserved within a distinct subset of other TNF-R family members, such as CD95, DR3, DR4, and DR5. This death domain, was characterized as being essential for induction of apoptosis in vitro and has been structurally conserved within these TNF-R superfamily members. Deletion of the death domain of the TNF-RI results in a non-functional receptor, indicating that the death domain is required for the signal transduction of the physiological functions of TNF-RI in vivo. TNF-RI is a 55 kD type I transmembrane protein and is expressed on a variety of cell types at low levels. It is considered to play a prominent role in cell stimulation by TNF-alpha. Induction of cytotoxicity and other functions are mediated largely via TNF-RI. TNF-RI is present as soluble form in body fluids (for instance plasma and CSF). This extracellular TNF-RI is generated by two mechanisms, namely proteolytic cleavage of TNF-RI ectodomains and release of full-length TNF-RI in the membranes of exosome-like vesicles. TNF-RI and TNF-RII both interact with the homomeric forms of LTbeta or TNF. However, TNF-RI functions as the high affinity receptor for soluble TNF (sTNF). TNF-RI has been shown to be involved in a wide variety of inflammatory diseases, among which neurodegenerative diseases (Parkinson's and Alzheimer's disease), multiple sclerosis, asthma, atherosclerosis, rheumatology. The monoclonal antibody 55R-170 also recognizes the soluble receptor.. | Monoclonal antibodies | 0.5 mg 0.2 μm filtered protein G purified antibody solution in PBS with a concentration of at least 0.5 mg/ml. The endotoxin concentration is < 24 EU/mg, determined with HIT302 LAL Assay. | For flow cytometry, dilutions to be used depend on detection system applied. It is recommended that users test the reagent and determine their own optimal dilutions. The typical starting working dilution is 1:50. For functional studies, in vitro dilutions have to be optimized in user's experimental setting. | Purified soluble extracellular domain of mouse TNF-RI | Armenian hamster IgG | Mouse | 1. Sheehan, K et al; Monoclonal antibodies specific for murine p55 and p75 tumor necrosis factor receptors: identification of a novel in vivo role for p75. J Exp Med 1995, 181: 607 2. Pinckard, J et al; Ligand-induced formation of p55 and p75 tumor necrosis factor receptor heterocomplexes on intact cells. J Biol Chem 1997, 272: 10784 3. Ji, H et al; Critical roles for interleuking 1 and tumor necrosis factor alpha in antibody-induced arthritis. J Exp Med 2002, 196: 77 4. Lee, S et al; Inhibition of TCR-induced CD8 T cell death by IL-12: regulation of Fas ligand and cellular FLIP expression and caspase activation by IL-12. J Immunol 2003, 170: 2456 | Product should be stored at 4 °C. Under recommended storage conditions, product is stable for one year. | For research use only. Not for use in or on humans or animals or for diagnostics. It is the responsibility of the user to comply with all local/state and federal rules in the use of this product. Hycult Biotech is not responsible for any patent infringements that might result from the use or derivation of this product. |  | TNFR type I, CD120a, TNF-RI, TNF-R55, TNFRp55, p55-R, TNF receptor alpha chain
https://www.hycultbiotech.com/products/types/hm1096-10mg | C1q, Mouse, mAb JL-1 | 10 mg | Frozen sections, Functional studies, Immuno assays, Immuno fluorescence, Western blot |  | The monoclonal antibody JL-1 recognizes the collagen-like region (CLR) of mouse C1q, a 459 kDa molecule consisting of three individual polypeptide chains. The antibody has been generated by immunization of C1q-/- C57BL/6 mice with purified mouse C1q. C1q forms together with C1r and C1s the C1 macromolecule, the first component of the classical complement pathway. Interaction of immune complexes with C1q induces a conformational change within the C1 complex, which results in activation of the classical pathway. C1q functions as recognition unit by binding to the heavy chain of IgG or IgM (Fc gamma and Fc micro) provided that the immunoglobulins are bound to their antigen. Furthermore, C1q can also recognize molecular patterns associated with pathogens and it can bind to apoptotic blebs, where it activates the classical complement pathway and mediates phagocytosis. As such, C1q promotes the clearance of apoptotic cells and subsequent exposure of auto antigens, thereby preventing stimulation of the immune system. C1q is predominantly produced by macrophages but also by follicular dendritic cells, interdigitating cells and cells of the monocyte-macrophage lineage. C1q deficiency has a profound effect on host defence and clearance of immune complexes. Absence of C1q may cause autoimmunity by impairment of the clearance of apoptotic cells. Inherited C1q deficiency is also associated with the development of systemic lupus erythematosus (SLE). The monoclonal antibody JL-1 is reactive with the collagen-like region (CLR) only, which is the same region to which autoantibodies in mice and humans are binding. Anti-C1q autoantibodies deposit in glomeruli together with C1q but induce overt renal disease only in the context of glomerular immune complex disease. This provides an explanation why anti-C1q antibodies are especially pathogenic in patients with SLE. | Monoclonal antibodies | 10 mg 0.2 μm filtered protein G purified antibody solution in PBS with a concentration of at least 0.5 mg/ml. The endotoxin concentration is < 24 EU/mg, determined with HIT302 LAL Assay. | Dilutions to be used depend on detection system applied. It is recommended that users test the reagent and determine their own optimal dilutions. The typical starting working dilution is 1:50. | Purified mouse C1q | Mouse IgG2b | Mouse | 1. Trouw, L et al; Anti-C1q autoantibodies deposit in glomeruli but are only pathogenic in combination with glomerular C1q-containing immune complexes. J Clin Invest 2004, 114: 679 2. Li, M et al; Development of a humanized C1q A chain knock-in mouse: assessment of antibody independent beta-amyloid induced complement activation. Mol Immunol 2008, 45: 3244 3. Erlich, P et al; Complement protein C1q forms a complex with cytotoxic prion protein oligomers. J Biol Chem 2010, 285: 19267 | Product should be stored at 4°C. Under recommended storage conditions, product is stable for one year. | For research use only. Not for use in or on humans or animals or for diagnostics. It is the responsibility of the user to comply with all local/state and Federal rules in the use of this product. Hycult Biotech is not responsible for any patent infringements that might result with the use or derivation of this product. | IHC-F: Antibody JL-1 was used to stain tissue sections which were fixed in acetone. As positive control a polyclonal anti-C1q antibody was used and as negative control an isotype matched monoclonal antibody (Ref.1). FS: Antibody JL-1 was administered to mice resulting in depletion of circulating C1q, glomerular deposition of C1q and induction of anti-C1q autoantibodies in susceptible mice. As a negative control an isotype matched monoclonal antibody was used (Ref.1). | Complement component C1q, Complement C1q subcomponent subunit A
https://www.hycultbiotech.com/products/types/hm1096-5mg | C1q, Mouse, mAb JL-1 | 5 mg | Frozen sections, Functional studies, Immuno assays, Immuno fluorescence, Western blot |  | The monoclonal antibody JL-1 recognizes the collagen-like region (CLR) of mouse C1q, a 459 kDa molecule consisting of three individual polypeptide chains. The antibody has been generated by immunization of C1q-/- C57BL/6 mice with purified mouse C1q. C1q forms together with C1r and C1s the C1 macromolecule, the first component of the classical complement pathway. Interaction of immune complexes with C1q induces a conformational change within the C1 complex, which results in activation of the classical pathway. C1q functions as recognition unit by binding to the heavy chain of IgG or IgM (Fc gamma and Fc micro) provided that the immunoglobulins are bound to their antigen. Furthermore, C1q can also recognize molecular patterns associated with pathogens and it can bind to apoptotic blebs, where it activates the classical complement pathway and mediates phagocytosis. As such, C1q promotes the clearance of apoptotic cells and subsequent exposure of auto antigens, thereby preventing stimulation of the immune system. C1q is predominantly produced by macrophages but also by follicular dendritic cells, interdigitating cells and cells of the monocyte-macrophage lineage. C1q deficiency has a profound effect on host defence and clearance of immune complexes. Absence of C1q may cause autoimmunity by impairment of the clearance of apoptotic cells. Inherited C1q deficiency is also associated with the development of systemic lupus erythematosus (SLE). The monoclonal antibody JL-1 is reactive with the collagen-like region (CLR) only, which is the same region to which autoantibodies in mice and humans are binding. Anti-C1q autoantibodies deposit in glomeruli together with C1q but induce overt renal disease only in the context of glomerular immune complex disease. This provides an explanation why anti-C1q antibodies are especially pathogenic in patients with SLE. | Monoclonal antibodies | 5 mg 0.2 μm filtered protein G purified antibody solution in PBS with a concentration of at least 0.5 mg/ml. The endotoxin concentration is < 24 EU/mg, determined with HIT302 LAL Assay. | Dilutions to be used depend on detection system applied. It is recommended that users test the reagent and determine their own optimal dilutions. The typical starting working dilution is 1:50. | Purified mouse C1q | Mouse IgG2b | Mouse | 1. Trouw, L et al; Anti-C1q autoantibodies deposit in glomeruli but are only pathogenic in combination with glomerular C1q-containing immune complexes. J Clin Invest 2004, 114: 679 2. Li, M et al; Development of a humanized C1q A chain knock-in mouse: assessment of antibody independent beta-amyloid induced complement activation. Mol Immunol 2008, 45: 3244 3. Erlich, P et al; Complement protein C1q forms a complex with cytotoxic prion protein oligomers. J Biol Chem 2010, 285: 19267 | Product should be stored at 4°C. Under recommended storage conditions, product is stable for one year. | For research use only. Not for use in or on humans or animals or for diagnostics. It is the responsibility of the user to comply with all local/state and Federal rules in the use of this product. Hycult Biotech is not responsible for any patent infringements that might result with the use or derivation of this product. | IHC-F: Antibody JL-1 was used to stain tissue sections which were fixed in acetone. As positive control a polyclonal anti-C1q antibody was used and as negative control an isotype matched monoclonal antibody (Ref.1). FS: Antibody JL-1 was administered to mice resulting in depletion of circulating C1q, glomerular deposition of C1q and induction of anti-C1q autoantibodies in susceptible mice. As a negative control an isotype matched monoclonal antibody was used (Ref.1). | Complement component C1q, Complement C1q subcomponent subunit A
https://www.hycultbiotech.com/products/types/hm1096-1mg | C1q, Mouse, mAb JL-1 | 1 mg | Frozen sections, Functional studies, Immuno assays, Immuno fluorescence, Western blot |  | The monoclonal antibody JL-1 recognizes the collagen-like region (CLR) of mouse C1q, a 459 kDa molecule consisting of three individual polypeptide chains. The antibody has been generated by immunization of C1q-/- C57BL/6 mice with purified mouse C1q. C1q forms together with C1r and C1s the C1 macromolecule, the first component of the classical complement pathway. Interaction of immune complexes with C1q induces a conformational change within the C1 complex, which results in activation of the classical pathway. C1q functions as recognition unit by binding to the heavy chain of IgG or IgM (Fc gamma and Fc micro) provided that the immunoglobulins are bound to their antigen. Furthermore, C1q can also recognize molecular patterns associated with pathogens and it can bind to apoptotic blebs, where it activates the classical complement pathway and mediates phagocytosis. As such, C1q promotes the clearance of apoptotic cells and subsequent exposure of auto antigens, thereby preventing stimulation of the immune system. C1q is predominantly produced by macrophages but also by follicular dendritic cells, interdigitating cells and cells of the monocyte-macrophage lineage. C1q deficiency has a profound effect on host defence and clearance of immune complexes. Absence of C1q may cause autoimmunity by impairment of the clearance of apoptotic cells. Inherited C1q deficiency is also associated with the development of systemic lupus erythematosus (SLE). The monoclonal antibody JL-1 is reactive with the collagen-like region (CLR) only, which is the same region to which autoantibodies in mice and humans are binding. Anti-C1q autoantibodies deposit in glomeruli together with C1q but induce overt renal disease only in the context of glomerular immune complex disease. This provides an explanation why anti-C1q antibodies are especially pathogenic in patients with SLE. | Monoclonal antibodies | 1 mg 0.2 μm filtered protein G purified antibody solution in PBS with a concentration of at least 0.5 mg/ml. The endotoxin concentration is < 24 EU/mg, determined with HIT302 LAL Assay. | Dilutions to be used depend on detection system applied. It is recommended that users test the reagent and determine their own optimal dilutions. The typical starting working dilution is 1:50. | Purified mouse C1q | Mouse IgG2b | Mouse | 1. Trouw, L et al; Anti-C1q autoantibodies deposit in glomeruli but are only pathogenic in combination with glomerular C1q-containing immune complexes. J Clin Invest 2004, 114: 679 2. Li, M et al; Development of a humanized C1q A chain knock-in mouse: assessment of antibody independent beta-amyloid induced complement activation. Mol Immunol 2008, 45: 3244 3. Erlich, P et al; Complement protein C1q forms a complex with cytotoxic prion protein oligomers. J Biol Chem 2010, 285: 19267 | Product should be stored at 4°C. Under recommended storage conditions, product is stable for one year. | For research use only. Not for use in or on humans or animals or for diagnostics. It is the responsibility of the user to comply with all local/state and Federal rules in the use of this product. Hycult Biotech is not responsible for any patent infringements that might result with the use or derivation of this product. | IHC-F: Antibody JL-1 was used to stain tissue sections which were fixed in acetone. As positive control a polyclonal anti-C1q antibody was used and as negative control an isotype matched monoclonal antibody (Ref.1). FS: Antibody JL-1 was administered to mice resulting in depletion of circulating C1q, glomerular deposition of C1q and induction of anti-C1q autoantibodies in susceptible mice. As a negative control an isotype matched monoclonal antibody was used (Ref.1). | Complement component C1q, Complement C1q subcomponent subunit A
https://www.hycultbiotech.com/products/types/hm1079-10mg | LTbeta receptor, Mouse, mAb 5G11 | 10 mg | Flow cytometry, Functional studies, Immuno assays, Western blot |  | The monoclonal antibody 5G11 reacts with the mouse lymphotoxin beta-receptor (LTbetaR), a member of the tumor necrosis factor (TNF) family. This receptor can be activated by its functional ligands lymphotoxin-alpha1-beta2 (LT-alpha1beta2) and LIGHT and is critically involved in controlling bacterial infections. In Mycobacterium infection, its role is related to bactericidal granuloma formation in the spleen, macrophage differentiation and the maintenance of the appropriate Th1/Th2 cytokine balance. In CMV infection, LTbetaR signaling induces the expression of IFN-beta in infected fibroblasts, resulting in viral stasis. LTbetaR plays an important role in lymphoid organogenesis and tumor development. The receptor is expressed on fibroblasts and stromal cells and at low levels in some myeloid cell lines. In the adult animal, the LTbetaR seems to be necessary for maintaining the splenic architecture and aspects of Ig formation and B cell follicular structure. When the LT-alpha1beta2/LTbetaR pathway is disrupted by genetic deletion, mice completely lack Peyer’s patches. Also, LTbetaR induces cell death in some adenocarcinoma tumor lines in the presence of IFNgamma. The monoclonal antibody 5G11 directed against the mouse LTbetaR is able to activate the LTbetaR in an agonistic way and induces NFkappaB activation and secretion of MIP-2 and IL-6 in mouse fibroblast cells. Therefore, the monoclonal antibody 5G11 can be used to gain more insight into the expression pattern of the LTbetaR and also to investigate molecular mechanisms induced by LTbetaR activation. | Monoclonal antibodies | 10 mg 0.2 μm filtered protein G purified antibody solution in PBS with a concentration of at least 0.5 mg/ml. The endotoxin concentration is < 24 EU/mg, determined with HIT302 LAL Assay. | Dilutions to be used depend on detection system applied. It is recommended that users test the reagent and determine their own optimal dilutions. The typical starting working dilution is 1:50. | Drosophila S2 expressed mouse LTbR Ig fusion protein | Rat IgG2a | Mouse | 1. Lucas, R et al ; A role for lymphotoxin beta receptor in host defense against Mycobacterium bovis BCG infection. Eur J Immunol 1999, 29 : 4002 2. Hehlgans, T et al; Activation of the lymphotoxin-beta receptor induces NFkB-dependent interleukin-6 and MIP-2 secretion in mouse fibrosarcoma cells. Eur Cytokine Netw 2003, 14: 103 3. Banks, T et al : A lymphotoxin-IFN-beta axis essential for lymphocyte survival revealed during Cytomegalovirus infection. J Immunol 2005, 174: 7217 | Product should be stored at 4 °C. Under recommended storage conditions, product is stable for one year. | For research use only. Not for use in or on humans or animals or for diagnostics. It is the responsibility of the user to comply with all local/state and Federal rules in the use of this product. Hycult Biotech is not responsible for any patent infringements that might result with the use of or derivation of this product. | FS: HM1079 induces significant NFkB activation and the release of MIP-2 (ref.2). | lymphotoxin beta-receptor, tumor necrosis factor receptor superfamily member 3, TNFRSF3 Gene name: LTBR
https://www.hycultbiotech.com/products/types/hm1079-5mg | LTbeta receptor, Mouse, mAb 5G11 | 5 mg | Flow cytometry, Functional studies, Immuno assays, Western blot |  | The monoclonal antibody 5G11 reacts with the mouse lymphotoxin beta-receptor (LTbetaR), a member of the tumor necrosis factor (TNF) family. This receptor can be activated by its functional ligands lymphotoxin-alpha1-beta2 (LT-alpha1beta2) and LIGHT and is critically involved in controlling bacterial infections. In Mycobacterium infection, its role is related to bactericidal granuloma formation in the spleen, macrophage differentiation and the maintenance of the appropriate Th1/Th2 cytokine balance. In CMV infection, LTbetaR signaling induces the expression of IFN-beta in infected fibroblasts, resulting in viral stasis. LTbetaR plays an important role in lymphoid organogenesis and tumor development. The receptor is expressed on fibroblasts and stromal cells and at low levels in some myeloid cell lines. In the adult animal, the LTbetaR seems to be necessary for maintaining the splenic architecture and aspects of Ig formation and B cell follicular structure. When the LT-alpha1beta2/LTbetaR pathway is disrupted by genetic deletion, mice completely lack Peyer’s patches. Also, LTbetaR induces cell death in some adenocarcinoma tumor lines in the presence of IFNgamma. The monoclonal antibody 5G11 directed against the mouse LTbetaR is able to activate the LTbetaR in an agonistic way and induces NFkappaB activation and secretion of MIP-2 and IL-6 in mouse fibroblast cells. Therefore, the monoclonal antibody 5G11 can be used to gain more insight into the expression pattern of the LTbetaR and also to investigate molecular mechanisms induced by LTbetaR activation. | Monoclonal antibodies | 5 mg 0.2 μm filtered protein G purified antibody solution in PBS with a concentration of at least 0.5 mg/ml. The endotoxin concentration is < 24 EU/mg, determined with HIT302 LAL Assay. | Dilutions to be used depend on detection system applied. It is recommended that users test the reagent and determine their own optimal dilutions. The typical starting working dilution is 1:50. | Drosophila S2 expressed mouse LTbR Ig fusion protein | Rat IgG2a | Mouse | 1. Lucas, R et al ; A role for lymphotoxin beta receptor in host defense against Mycobacterium bovis BCG infection. Eur J Immunol 1999, 29 : 4002 2. Hehlgans, T et al; Activation of the lymphotoxin-beta receptor induces NFkB-dependent interleukin-6 and MIP-2 secretion in mouse fibrosarcoma cells. Eur Cytokine Netw 2003, 14: 103 3. Banks, T et al : A lymphotoxin-IFN-beta axis essential for lymphocyte survival revealed during Cytomegalovirus infection. J Immunol 2005, 174: 7217 | Product should be stored at 4 °C. Under recommended storage conditions, product is stable for one year. | For research use only. Not for use in or on humans or animals or for diagnostics. It is the responsibility of the user to comply with all local/state and Federal rules in the use of this product. Hycult Biotech is not responsible for any patent infringements that might result with the use of or derivation of this product. | FS: HM1079 induces significant NFkB activation and the release of MIP-2 (ref.2). | lymphotoxin beta-receptor, tumor necrosis factor receptor superfamily member 3, TNFRSF3 Gene name: LTBR
https://www.hycultbiotech.com/products/types/hm1079-1mg | LTbeta receptor, Mouse, mAb 5G11 | 1 mg | Flow cytometry, Functional studies, Immuno assays, Western blot |  | The monoclonal antibody 5G11 reacts with the mouse lymphotoxin beta-receptor (LTbetaR), a member of the tumor necrosis factor (TNF) family. This receptor can be activated by its functional ligands lymphotoxin-alpha1-beta2 (LT-alpha1beta2) and LIGHT and is critically involved in controlling bacterial infections. In Mycobacterium infection, its role is related to bactericidal granuloma formation in the spleen, macrophage differentiation and the maintenance of the appropriate Th1/Th2 cytokine balance. In CMV infection, LTbetaR signaling induces the expression of IFN-beta in infected fibroblasts, resulting in viral stasis. LTbetaR plays an important role in lymphoid organogenesis and tumor development. The receptor is expressed on fibroblasts and stromal cells and at low levels in some myeloid cell lines. In the adult animal, the LTbetaR seems to be necessary for maintaining the splenic architecture and aspects of Ig formation and B cell follicular structure. When the LT-alpha1beta2/LTbetaR pathway is disrupted by genetic deletion, mice completely lack Peyer’s patches. Also, LTbetaR induces cell death in some adenocarcinoma tumor lines in the presence of IFNgamma. The monoclonal antibody 5G11 directed against the mouse LTbetaR is able to activate the LTbetaR in an agonistic way and induces NFkappaB activation and secretion of MIP-2 and IL-6 in mouse fibroblast cells. Therefore, the monoclonal antibody 5G11 can be used to gain more insight into the expression pattern of the LTbetaR and also to investigate molecular mechanisms induced by LTbetaR activation. | Monoclonal antibodies | 1 mg 0.2 μm filtered protein G purified antibody solution in PBS with a concentration of at least 0.5 mg/ml. The endotoxin concentration is < 24 EU/mg, determined with HIT302 LAL Assay. | Dilutions to be used depend on detection system applied. It is recommended that users test the reagent and determine their own optimal dilutions. The typical starting working dilution is 1:50. | Drosophila S2 expressed mouse LTbR Ig fusion protein | Rat IgG2a | Mouse | 1. Lucas, R et al ; A role for lymphotoxin beta receptor in host defense against Mycobacterium bovis BCG infection. Eur J Immunol 1999, 29 : 4002 2. Hehlgans, T et al; Activation of the lymphotoxin-beta receptor induces NFkB-dependent interleukin-6 and MIP-2 secretion in mouse fibrosarcoma cells. Eur Cytokine Netw 2003, 14: 103 3. Banks, T et al : A lymphotoxin-IFN-beta axis essential for lymphocyte survival revealed during Cytomegalovirus infection. J Immunol 2005, 174: 7217 | Product should be stored at 4 °C. Under recommended storage conditions, product is stable for one year. | For research use only. Not for use in or on humans or animals or for diagnostics. It is the responsibility of the user to comply with all local/state and Federal rules in the use of this product. Hycult Biotech is not responsible for any patent infringements that might result with the use of or derivation of this product. | FS: HM1079 induces significant NFkB activation and the release of MIP-2 (ref.2). | lymphotoxin beta-receptor, tumor necrosis factor receptor superfamily member 3, TNFRSF3 Gene name: LTBR
https://www.hycultbiotech.com/products/types/hm1079-500ug | LTbeta receptor, Mouse, mAb 5G11 | 0.5 mg | Flow cytometry, Functional studies, Immuno assays, Western blot |  | The monoclonal antibody 5G11 reacts with the mouse lymphotoxin beta-receptor (LTbetaR), a member of the tumor necrosis factor (TNF) family. This receptor can be activated by its functional ligands lymphotoxin-alpha1-beta2 (LT-alpha1beta2) and LIGHT and is critically involved in controlling bacterial infections. In Mycobacterium infection, its role is related to bactericidal granuloma formation in the spleen, macrophage differentiation and the maintenance of the appropriate Th1/Th2 cytokine balance. In CMV infection, LTbetaR signaling induces the expression of IFN-beta in infected fibroblasts, resulting in viral stasis. LTbetaR plays an important role in lymphoid organogenesis and tumor development. The receptor is expressed on fibroblasts and stromal cells and at low levels in some myeloid cell lines. In the adult animal, the LTbetaR seems to be necessary for maintaining the splenic architecture and aspects of Ig formation and B cell follicular structure. When the LT-alpha1beta2/LTbetaR pathway is disrupted by genetic deletion, mice completely lack Peyer’s patches. Also, LTbetaR induces cell death in some adenocarcinoma tumor lines in the presence of IFNgamma. The monoclonal antibody 5G11 directed against the mouse LTbetaR is able to activate the LTbetaR in an agonistic way and induces NFkappaB activation and secretion of MIP-2 and IL-6 in mouse fibroblast cells. Therefore, the monoclonal antibody 5G11 can be used to gain more insight into the expression pattern of the LTbetaR and also to investigate molecular mechanisms induced by LTbetaR activation. | Monoclonal antibodies | 0.5 mg 0.2 μm filtered protein G purified antibody solution in PBS with a concentration of at least 0.5 mg/ml. The endotoxin concentration is < 24 EU/mg, determined with HIT302 LAL Assay. | Dilutions to be used depend on detection system applied. It is recommended that users test the reagent and determine their own optimal dilutions. The typical starting working dilution is 1:50. | Drosophila S2 expressed mouse LTbR Ig fusion protein | Rat IgG2a | Mouse | 1. Lucas, R et al ; A role for lymphotoxin beta receptor in host defense against Mycobacterium bovis BCG infection. Eur J Immunol 1999, 29 : 4002 2. Hehlgans, T et al; Activation of the lymphotoxin-beta receptor induces NFkB-dependent interleukin-6 and MIP-2 secretion in mouse fibrosarcoma cells. Eur Cytokine Netw 2003, 14: 103 3. Banks, T et al : A lymphotoxin-IFN-beta axis essential for lymphocyte survival revealed during Cytomegalovirus infection. J Immunol 2005, 174: 7217 | Product should be stored at 4 °C. Under recommended storage conditions, product is stable for one year. | For research use only. Not for use in or on humans or animals or for diagnostics. It is the responsibility of the user to comply with all local/state and Federal rules in the use of this product. Hycult Biotech is not responsible for any patent infringements that might result with the use of or derivation of this product. | FS: HM1079 induces significant NFkB activation and the release of MIP-2 (ref.2). | lymphotoxin beta-receptor, tumor necrosis factor receptor superfamily member 3, TNFRSF3 Gene name: LTBR
https://www.hycultbiotech.com/products/types/hm1063-10mg | Collagen II, Mouse, mAb M2139 | 10 mg | Functional studies, Immuno assays, Paraffin sections |  | The monoclonal antibody M2139 reacts with the J1 epitope (triple helical position 551-564) of collagen type II. Collagen is a structural protein in bone, cartillage and connective tissue. Collagen type II (CII) is the major collagen of the nucleus pulposa (a component of spine), cartilage and vitreous (a component of the eye). The most commonly used animal model for rheumatoid arthritis (RA) is the collagen-induced arthritis (CIA). Transfer of collagen type II specific monoclonal antibodies induces an acute form of arthritis (collagen type II antibody induced arthritis, CAIA). The monocolonal antibody M2139 has been shown to induce CAIA in naïve mice after injection of lipopolysacharide (LPS). However, in combination with the monoclonal antibody CIIC1, binding to the C1 epitope of CII, the pair of monoclonal antibodies induce arthritis in different strains of mice without any other stimulants. The presence of secondary stimulus, LPS, increases the disease incidence and severity. | Monoclonal antibodies | 10 mg 0.2 μm filtered protein G purified antibody solution in PBS with a concentration of at least 0.5 mg/ml. The endotoxin concentration is < 24 EU/mg, determined with HIT302 LAL Assay. | Dilutions to be used depend on detection system applied. It is recommended that users test the reagent and determine their own optimal dilutions. The typical starting working dilution is 1:25. For functional studies, in vitro dilutions have to be optimized in user’s experimental setting. |  | Mouse IgG2b | Mouse | 1. Nandakumar, K et al; Collagen Type II-specific monoclonal antibody-induced arthritis in mice. Description of the disease and the influence of age, sex and genes. Am J Pathol 2003, 163: 1827 2. Nandakumar, K et al; Collagen type II (CII)-specific antibodies induce arthritis in the absence of T or B cells but the arthritis progression is enhanced by CII-reactive T cells. Arthritis Res Ther 2004, 6: R544 3. Cook, A et al; Urokinase-type plasminogen activator and arthritis progression: role in systemic disease with immune complex involvement. Arthritis Research & Therapy 2010, 12:R37 | Product should be stored at 4°C. Under recommended storage conditions, product is stable for at least one year. | For research use only. Not for use in or on humans or animals or for diagnostics. It is the responsibility of the user to comply with all local/state and Federal rules in the use of this product. Hycult Biotech is not responsible for any patent infringements that might result with the use of or derivation of this product. | FS: M2139 supresses the self-assembly of CII into fibrils (ref. 2)
https://www.hycultbiotech.com/products/types/hm1063-5mg | Collagen II, Mouse, mAb M2139 | 5 mg | Functional studies, Immuno assays, Paraffin sections |  | The monoclonal antibody M2139 reacts with the J1 epitope (triple helical position 551-564) of collagen type II. Collagen is a structural protein in bone, cartillage and connective tissue. Collagen type II (CII) is the major collagen of the nucleus pulposa (a component of spine), cartilage and vitreous (a component of the eye). The most commonly used animal model for rheumatoid arthritis (RA) is the collagen-induced arthritis (CIA). Transfer of collagen type II specific monoclonal antibodies induces an acute form of arthritis (collagen type II antibody induced arthritis, CAIA). The monocolonal antibody M2139 has been shown to induce CAIA in naïve mice after injection of lipopolysacharide (LPS). However, in combination with the monoclonal antibody CIIC1, binding to the C1 epitope of CII, the pair of monoclonal antibodies induce arthritis in different strains of mice without any other stimulants. The presence of secondary stimulus, LPS, increases the disease incidence and severity. | Monoclonal antibodies | 5 mg 0.2 μm filtered protein G purified antibody solution in PBS with a concentration of at least 0.5 mg/ml. The endotoxin concentration is < 24 EU/mg, determined with HIT302 LAL Assay. | Dilutions to be used depend on detection system applied. It is recommended that users test the reagent and determine their own optimal dilutions. The typical starting working dilution is 1:25. For functional studies, in vitro dilutions have to be optimized in user’s experimental setting. |  | Mouse IgG2b | Mouse | 1. Nandakumar, K et al; Collagen Type II-specific monoclonal antibody-induced arthritis in mice. Description of the disease and the influence of age, sex and genes. Am J Pathol 2003, 163: 1827 2. Nandakumar, K et al; Collagen type II (CII)-specific antibodies induce arthritis in the absence of T or B cells but the arthritis progression is enhanced by CII-reactive T cells. Arthritis Res Ther 2004, 6: R544 3. Cook, A et al; Urokinase-type plasminogen activator and arthritis progression: role in systemic disease with immune complex involvement. Arthritis Research & Therapy 2010, 12:R37 | Product should be stored at 4°C. Under recommended storage conditions, product is stable for at least one year. | For research use only. Not for use in or on humans or animals or for diagnostics. It is the responsibility of the user to comply with all local/state and Federal rules in the use of this product. Hycult Biotech is not responsible for any patent infringements that might result with the use of or derivation of this product. | FS: M2139 supresses the self-assembly of CII into fibrils (ref. 2)
https://www.hycultbiotech.com/products/types/hm1063-1mg | Collagen II, Mouse, mAb M2139 | 1 mg | Functional studies, Immuno assays, Paraffin sections |  | The monoclonal antibody M2139 reacts with the J1 epitope (triple helical position 551-564) of collagen type II. Collagen is a structural protein in bone, cartillage and connective tissue. Collagen type II (CII) is the major collagen of the nucleus pulposa (a component of spine), cartilage and vitreous (a component of the eye). The most commonly used animal model for rheumatoid arthritis (RA) is the collagen-induced arthritis (CIA). Transfer of collagen type II specific monoclonal antibodies induces an acute form of arthritis (collagen type II antibody induced arthritis, CAIA). The monocolonal antibody M2139 has been shown to induce CAIA in naïve mice after injection of lipopolysacharide (LPS). However, in combination with the monoclonal antibody CIIC1, binding to the C1 epitope of CII, the pair of monoclonal antibodies induce arthritis in different strains of mice without any other stimulants. The presence of secondary stimulus, LPS, increases the disease incidence and severity. | Monoclonal antibodies | 1 mg 0.2 μm filtered protein G purified antibody solution in PBS with a concentration of at least 0.5 mg/ml. The endotoxin concentration is < 24 EU/mg, determined with HIT302 LAL Assay. | Dilutions to be used depend on detection system applied. It is recommended that users test the reagent and determine their own optimal dilutions. The typical starting working dilution is 1:25. For functional studies, in vitro dilutions have to be optimized in user’s experimental setting. |  | Mouse IgG2b | Mouse | 1. Nandakumar, K et al; Collagen Type II-specific monoclonal antibody-induced arthritis in mice. Description of the disease and the influence of age, sex and genes. Am J Pathol 2003, 163: 1827 2. Nandakumar, K et al; Collagen type II (CII)-specific antibodies induce arthritis in the absence of T or B cells but the arthritis progression is enhanced by CII-reactive T cells. Arthritis Res Ther 2004, 6: R544 3. Cook, A et al; Urokinase-type plasminogen activator and arthritis progression: role in systemic disease with immune complex involvement. Arthritis Research & Therapy 2010, 12:R37 | Product should be stored at 4°C. Under recommended storage conditions, product is stable for at least one year. | For research use only. Not for use in or on humans or animals or for diagnostics. It is the responsibility of the user to comply with all local/state and Federal rules in the use of this product. Hycult Biotech is not responsible for any patent infringements that might result with the use of or derivation of this product. | FS: M2139 supresses the self-assembly of CII into fibrils (ref. 2)
https://www.hycultbiotech.com/products/types/hm1062-10mg | Collagen II, Mouse, mAb CIIC1 | 10 mg | Frozen sections, Functional studies, Immuno assays, Paraffin sections |  | The monoclonal antibody CIICI reacts with the C1 epitope (triple helical position 358-364) of collagen type II. Collagen is a structural protein in bone, cartillage and connective tissue. Collagen type II (CII) is the major collagen of the nucleus pulposa (a component of spine), cartilage and vitreous (a component of the eye). The most commonly used animal model for rheumatoid arthritis (RA) is the collagen-induced arthritis (CIA). Transfer of collagen type II specific monoclonal antibodies induces an acute form of arthritis (collagen type II antibody induced arthritis, CAIA). The monocolonal antibody CIIC1 has been shown to induce CAIA in naïve mice after injection of lipopolysacharide (LPS). However, in combination with the monoclonal antibody M2139, binding to the J1 epitope of CII, the pair of monoclonal antibodies induce arthritis in different strains of mice without any other stimulants. The presence of secondary stimulus, LPS, increases the disease incidence and severity. The monoclonal antibody CIIC1 is cross reactive with rat, bovine, chicken and human CII. | Monoclonal antibodies | 10 mg 0.2 μm filtered protein G purified antibody solution in PBS with a concentration of at least 0.5 mg/ml. The endotoxin concentration is < 24 EU/mg, determined with HIT302 LAL Assay. | For immunohistology dilutions to be used depend on detection system applied. It is recommended that users test the reagent and determine their own optimal dilutions. The typical starting working dilution is 1:10. |  | Mouse IgG2a | Mouse | 1. Nandakumar, K et al; Collagen Type II-specific monoclonal antibody-induced arthritis in mice. Description of the disease and the influence of age, sex and genes. Am J Pathol 2003, 163: 1827 2. Nandakumar, K et al; Collagen type II (CII)-specific antibodies induce arthritis in the absence of T or B cells but the arthritis progression is enhanced by CII-reactive T cells. Arthritis Res Ther 2004, 6: R544 | Product should be stored at 4 °C. Under recommended storage conditions, product is stable for one year. | For research use only. Not for use in or on humans or animals or for diagnostics. It is the responsibility of the user to comply with all local/state and Federal rules in the use of this product. Hycult Biotech is not responsible for any patent infringements that might result with the use of or derivation of this product. | The monoclonal antibody CIICI can be used for functional studies and for immunohistology on frozen and paraffin embedded sections. Furthermore the monoclonal antibody CIICI is useful in immunoassays as coating and detection.
https://www.hycultbiotech.com/products/types/hm1062-5mg | Collagen II, Mouse, mAb CIIC1 | 5 mg | Frozen sections, Functional studies, Immuno assays, Paraffin sections |  | The monoclonal antibody CIICI reacts with the C1 epitope (triple helical position 358-364) of collagen type II. Collagen is a structural protein in bone, cartillage and connective tissue. Collagen type II (CII) is the major collagen of the nucleus pulposa (a component of spine), cartilage and vitreous (a component of the eye). The most commonly used animal model for rheumatoid arthritis (RA) is the collagen-induced arthritis (CIA). Transfer of collagen type II specific monoclonal antibodies induces an acute form of arthritis (collagen type II antibody induced arthritis, CAIA). The monocolonal antibody CIIC1 has been shown to induce CAIA in naïve mice after injection of lipopolysacharide (LPS). However, in combination with the monoclonal antibody M2139, binding to the J1 epitope of CII, the pair of monoclonal antibodies induce arthritis in different strains of mice without any other stimulants. The presence of secondary stimulus, LPS, increases the disease incidence and severity. The monoclonal antibody CIIC1 is cross reactive with rat, bovine, chicken and human CII. | Monoclonal antibodies | 5 mg 0.2 μm filtered protein G purified antibody solution in PBS with a concentration of at least 0.5 mg/ml. The endotoxin concentration is < 24 EU/mg, determined with HIT302 LAL Assay. | For immunohistology dilutions to be used depend on detection system applied. It is recommended that users test the reagent and determine their own optimal dilutions. The typical starting working dilution is 1:10. |  | Mouse IgG2a | Mouse | 1. Nandakumar, K et al; Collagen Type II-specific monoclonal antibody-induced arthritis in mice. Description of the disease and the influence of age, sex and genes. Am J Pathol 2003, 163: 1827 2. Nandakumar, K et al; Collagen type II (CII)-specific antibodies induce arthritis in the absence of T or B cells but the arthritis progression is enhanced by CII-reactive T cells. Arthritis Res Ther 2004, 6: R544 | Product should be stored at 4 °C. Under recommended storage conditions, product is stable for one year. | For research use only. Not for use in or on humans or animals or for diagnostics. It is the responsibility of the user to comply with all local/state and Federal rules in the use of this product. Hycult Biotech is not responsible for any patent infringements that might result with the use of or derivation of this product. | The monoclonal antibody CIICI can be used for functional studies and for immunohistology on frozen and paraffin embedded sections. Furthermore the monoclonal antibody CIICI is useful in immunoassays as coating and detection.
https://www.hycultbiotech.com/products/types/hm1062-1mg | Collagen II, Mouse, mAb CIIC1 | 1 mg | Frozen sections, Functional studies, Immuno assays, Paraffin sections |  | The monoclonal antibody CIICI reacts with the C1 epitope (triple helical position 358-364) of collagen type II. Collagen is a structural protein in bone, cartillage and connective tissue. Collagen type II (CII) is the major collagen of the nucleus pulposa (a component of spine), cartilage and vitreous (a component of the eye). The most commonly used animal model for rheumatoid arthritis (RA) is the collagen-induced arthritis (CIA). Transfer of collagen type II specific monoclonal antibodies induces an acute form of arthritis (collagen type II antibody induced arthritis, CAIA). The monocolonal antibody CIIC1 has been shown to induce CAIA in naïve mice after injection of lipopolysacharide (LPS). However, in combination with the monoclonal antibody M2139, binding to the J1 epitope of CII, the pair of monoclonal antibodies induce arthritis in different strains of mice without any other stimulants. The presence of secondary stimulus, LPS, increases the disease incidence and severity. The monoclonal antibody CIIC1 is cross reactive with rat, bovine, chicken and human CII. | Monoclonal antibodies | 1 mg 0.2 μm filtered protein G purified antibody solution in PBS with a concentration of at least 0.5 mg/ml. The endotoxin concentration is < 24 EU/mg, determined with HIT302 LAL Assay. | For immunohistology dilutions to be used depend on detection system applied. It is recommended that users test the reagent and determine their own optimal dilutions. The typical starting working dilution is 1:10. |  | Mouse IgG2a | Mouse | 1. Nandakumar, K et al; Collagen Type II-specific monoclonal antibody-induced arthritis in mice. Description of the disease and the influence of age, sex and genes. Am J Pathol 2003, 163: 1827 2. Nandakumar, K et al; Collagen type II (CII)-specific antibodies induce arthritis in the absence of T or B cells but the arthritis progression is enhanced by CII-reactive T cells. Arthritis Res Ther 2004, 6: R544 | Product should be stored at 4 °C. Under recommended storage conditions, product is stable for one year. | For research use only. Not for use in or on humans or animals or for diagnostics. It is the responsibility of the user to comply with all local/state and Federal rules in the use of this product. Hycult Biotech is not responsible for any patent infringements that might result with the use of or derivation of this product. | The monoclonal antibody CIICI can be used for functional studies and for immunohistology on frozen and paraffin embedded sections. Furthermore the monoclonal antibody CIICI is useful in immunoassays as coating and detection.
https://www.hycultbiotech.com/products/types/hm1073-1mg | C5, Mouse, mAb BB5.1 | 1 mg | Frozen sections, Functional studies, Immuno assays, Immuno fluorescence, Immuno precipitation, Paraffin sections |  | The monoclonal antibody BB5.1 binds the fifth component of mouse complement (C5). The complement system is a group of plasma and cell membrane proteins that play a key role in the immune system. All three pathways (classical, alternative &amp; lectin) lead to the cleavage of C3 and eventually the formation of the cytolytic membrane attack complex C5b-9. If the activation cascade is allowed to proceed beyond the cleaving of C3 into C3a and C3b, an additional C3b molecule binds to the C3 convertases. This generates the C5 convertase (C3bBbC3b for the alternative pathway and C4bC2bC3b for the classical and lectin pathways). C5 convertase cleaves C5, releases the potent anaphylactic peptide C5a and generates C5b. C5b can initiate the terminal pathway , which recruits the components C6, C7, C8 and C9 to the surface of the target and inserts the C9 complex as a pore (termed the terminal complement complex) into the membrane. C5a is the most potent anaphylatoxin and a powerful chemotaxin for neutrophils and monocytes, with the ability to promote margination, extravasation, and activation of these cells. Thus, blocking C5 may be required for optimal inhibition of the inflammatory response. At the same time, inhibition of the complement cascade at C5 does not impair the generation of C3b through the classical and alternative pathways, preserving C3b-mediated opsonization of pathogenic microorganisms as well as opsonization and solubilization of immune complexes. C5 is synthesised in the liver as a single polypeptide chain and is present in serum in a concentration of 50-80 µm/ml. Before secretion the molecule is glycosylated and secreted into plasma as a 190 kDa glycoprotein consisting of a disulphide linked alpha-chain (111 kDa) and beta-chain (75 kDa). Monoclonal antibody BB5.1 has been shown to precipitate the two chains of C5 from normal mouse serum and inhibited C5-dependent hemolysis in a functional complement test. Furthermore, BB5.1 administration completely inhibits terminal complement activity in murine models for antibody-mediated rejection (AMR) during heart and kidney transplantation. In another mouse model, both pre-treatment as well as intervention with monoclonal antibody BB5.1 attenuates disease development during anti-MPO IgG-induced glomerulonephritis. Blockage of C5 activation by BB5.1 protects against renal ischemia-reperfusion injury by inhibition of late apoptosis and inflammation. In Lupus disease, combination therapy of anti-IL-10/anti-C5 (BB5.1) can both prevent and reduce the effect of the humoral immune response | Monoclonal antibodies | 1 mg 0.2 μm filtered protein G purified antibody solution in PBS with a concentration of at least 0.5 mg/ml (exact concentration is indicated on the label). The endotoxin concentration is < 24 EU/mg, determined with HIT302 LAL Assay. | Dilutions to be used depend on detection system applied. It is recommended that users test the reagent and determine their own optimal dilutions. The typical starting working dilution is 1:50. | Purified C5 | Mouse IgG1 | Mouse | 1. Frei, Y et al; Generation of a monoclonal antibody to mouse C5 application in an ELISA assay for detection of anti-C5 antibodies. Mol Cell Probes 1987, 1: 141 2. Thurman, J et al; C3a is required for the production of CXC chemokines by tubular epithelial cells after renal ischemia/reperfusion. J Immunol 2007, 178: 1819 3. Mihai, S et al; The alternative pathway of complement activation is critical for blister induction in experimental epidermolysis bullosa acquisita. J Immunol 2007, 178: 6514 4. Wang, H et al; Inhibition of terminal complement components in presensitized transplant recipients prevents antibody-mediated rejection leading to long-term graft survival and accommodation. J Immunol 2007, 179: 4451 5. Huugen, D et al; Inhibition of complement factor C5 protects against antimyeloperoxidase antibody-mediated glomerulonephritis in mice. Kidney Int 2007, 71: 646 6. Nilsson, K et al. Enhanced susceptibility to low-dose collagen-induced arthritis in CR1/2-deficient female mice – possible role of estrogen on CR1 expression. Faseb 2009, 23: 2450 7. Copland, D et al. Systemic and local anti-C5 therapy reduces the disease severity in experimental autoimmune uveoretinitis. Clin exp immunol 2010, 159:303 8. Pavlovski, D et al; Generation of complement component C5a by ischemic neurons promotes neuronal apoptosis, Faseb 2012, 26: 3680 | Product should be stored at 4 °C. Under recommended storage conditions, product is stable for at least one year. | For research use only. Not for use in or on humans or animals or for diagnostics. It is the responsibility of the user to comply with all local/state and federal rules in the use of this product. Hycult Biotech is not responsible for any patent infringements that might result with the use or derivation of this product. | FS: ex vivo: 50 µg mAb / ml serum; in vivo: BALB/c mice 40 mg mAb/kg/day, 0-2 days followed by twice a week. IA: Wells were coated with 2-4 µg purified BB5.1 in PBS as coat antibody for use in ELISA. IP: Mouse serum was pre-adsorbed with αmouse-Ig affinity gel and prot-A-sepharose for 30 min at RT. Then C5 was precipitated with BB5.1 (10 µg mAb/ml followed by prot-A sepharose for 1h). Precipitated samples were analysed on 7% SDS/PAGE. | Complement C5, Hemolytic complement Gene name: C5
https://www.hycultbiotech.com/products/types/hm1073-100mg | C5, Mouse, mAb BB5.1 | 100 mg | Frozen sections, Functional studies, Immuno assays, Immuno fluorescence, Immuno precipitation, Paraffin sections |  | The monoclonal antibody BB5.1 binds the fifth component of mouse complement (C5). The complement system is a group of plasma and cell membrane proteins that play a key role in the immune system. All three pathways (classical, alternative &amp; lectin) lead to the cleavage of C3 and eventually the formation of the cytolytic membrane attack complex C5b-9. If the activation cascade is allowed to proceed beyond the cleaving of C3 into C3a and C3b, an additional C3b molecule binds to the C3 convertases. This generates the C5 convertase (C3bBbC3b for the alternative pathway and C4bC2bC3b for the classical and lectin pathways). C5 convertase cleaves C5, releases the potent anaphylactic peptide C5a and generates C5b. C5b can initiate the terminal pathway , which recruits the components C6, C7, C8 and C9 to the surface of the target and inserts the C9 complex as a pore (termed the terminal complement complex) into the membrane. C5a is the most potent anaphylatoxin and a powerful chemotaxin for neutrophils and monocytes, with the ability to promote margination, extravasation, and activation of these cells. Thus, blocking C5 may be required for optimal inhibition of the inflammatory response. At the same time, inhibition of the complement cascade at C5 does not impair the generation of C3b through the classical and alternative pathways, preserving C3b-mediated opsonization of pathogenic microorganisms as well as opsonization and solubilization of immune complexes. C5 is synthesised in the liver as a single polypeptide chain and is present in serum in a concentration of 50-80 µm/ml. Before secretion the molecule is glycosylated and secreted into plasma as a 190 kDa glycoprotein consisting of a disulphide linked alpha-chain (111 kDa) and beta-chain (75 kDa). Monoclonal antibody BB5.1 has been shown to precipitate the two chains of C5 from normal mouse serum and inhibited C5-dependent hemolysis in a functional complement test. Furthermore, BB5.1 administration completely inhibits terminal complement activity in murine models for antibody-mediated rejection (AMR) during heart and kidney transplantation. In another mouse model, both pre-treatment as well as intervention with monoclonal antibody BB5.1 attenuates disease development during anti-MPO IgG-induced glomerulonephritis. Blockage of C5 activation by BB5.1 protects against renal ischemia-reperfusion injury by inhibition of late apoptosis and inflammation. In Lupus disease, combination therapy of anti-IL-10/anti-C5 (BB5.1) can both prevent and reduce the effect of the humoral immune response | Monoclonal antibodies | 100 mg 0.2 μm filtered protein G purified antibody solution in PBS with a concentration of at least 0.5 mg/ml (exact concentration is indicated on the label). The endotoxin concentration is < 24 EU/mg, determined with HIT302 LAL Assay. | Dilutions to be used depend on detection system applied. It is recommended that users test the reagent and determine their own optimal dilutions. The typical starting working dilution is 1:50. | Purified C5 | Mouse IgG1 | Mouse | 1. Frei, Y et al; Generation of a monoclonal antibody to mouse C5 application in an ELISA assay for detection of anti-C5 antibodies. Mol Cell Probes 1987, 1: 141 2. Thurman, J et al; C3a is required for the production of CXC chemokines by tubular epithelial cells after renal ischemia/reperfusion. J Immunol 2007, 178: 1819 3. Mihai, S et al; The alternative pathway of complement activation is critical for blister induction in experimental epidermolysis bullosa acquisita. J Immunol 2007, 178: 6514 4. Wang, H et al; Inhibition of terminal complement components in presensitized transplant recipients prevents antibody-mediated rejection leading to long-term graft survival and accommodation. J Immunol 2007, 179: 4451 5. Huugen, D et al; Inhibition of complement factor C5 protects against antimyeloperoxidase antibody-mediated glomerulonephritis in mice. Kidney Int 2007, 71: 646 6. Nilsson, K et al. Enhanced susceptibility to low-dose collagen-induced arthritis in CR1/2-deficient female mice – possible role of estrogen on CR1 expression. Faseb 2009, 23: 2450 7. Copland, D et al. Systemic and local anti-C5 therapy reduces the disease severity in experimental autoimmune uveoretinitis. Clin exp immunol 2010, 159:303 8. Pavlovski, D et al; Generation of complement component C5a by ischemic neurons promotes neuronal apoptosis, Faseb 2012, 26: 3680 | Product should be stored at 4 °C. Under recommended storage conditions, product is stable for at least one year. | For research use only. Not for use in or on humans or animals or for diagnostics. It is the responsibility of the user to comply with all local/state and federal rules in the use of this product. Hycult Biotech is not responsible for any patent infringements that might result with the use or derivation of this product. | FS: ex vivo: 50 µg mAb / ml serum; in vivo: BALB/c mice 40 mg mAb/kg/day, 0-2 days followed by twice a week. IA: Wells were coated with 2-4 µg purified BB5.1 in PBS as coat antibody for use in ELISA. IP: Mouse serum was pre-adsorbed with αmouse-Ig affinity gel and prot-A-sepharose for 30 min at RT. Then C5 was precipitated with BB5.1 (10 µg mAb/ml followed by prot-A sepharose for 1h). Precipitated samples were analysed on 7% SDS/PAGE. | Complement C5, Hemolytic complement Gene name: C5
https://www.hycultbiotech.com/products/types/hm1054-1mg | TLR2, Mouse/Human, mAb T2.5 | 1 mg | Flow cytometry, Frozen sections, Functional studies, Immuno assays, Immuno fluorescence, Immuno precipitation |  | The monoclonal antibody T2.5 recognizes human Toll-like receptor 2 (TLR2). Toll-like receptors (TLR) are highly conserved throughout evolution and have been implicated in the innate defense to many pathogens. At present, ligands for several of the TLR's, such as TLR2-6,9, have been identified, confirming their role in first line defense against invading microorganism. In mammals, TLRs are identified as type I transmembrane signaling receptors with an extracellular portion containing leucine-rich repeats with pattern recognition capabilities. Pathogen recognition by TLRs provokes rapid activation of innate immunity by inducing proliferation of proinflammatory cytokines and upregulation of costimulatory molecules and eventually toinitiation of adaptive immunity. TLR2 has been identified as a receptor that is central to the innate immune response to lipoproteins of Gram-negative bacteria, several whole Gram-positive bacteria, as well as a receptor for peptidoglycan and lipoteichoic acid and other bacterial cell membrane products. It is suggested that TLR2 is able to recognize such a wide variety of PAMPs (pathogen-specific molecular patterns) by forming heterodimers with other TLRs like e.g. TLR6. TLR2 is essential for recognizing lipopeptides and lipoproteins from several microorganisms and also peptidoglycans derived from gram-positive bacteria. Bacterial species as diverse as mycobacteria, spirochetes, mycoplasma, Staphylococcus aureus, and Streptococcus pneumoniae have all been shown to mediate cellular activation via TLR2. | Monoclonal antibodies | 1 mg 0.2 μm filtered protein G purified antibody solution in PBS with a concentration of at least 0.5 mg/ml (exact concentration is indicated on the label). The endotoxin concentration is < 24 EU/mg, determined with HIT302 LAL Assay. | Dilutions to be used depend on detection system applied. It is recommended that users test the reagent and determine their own optimal dilutions. The typical starting working dilution is 1:50. For functional studies, in vitro dilutions have to be optimized in user’s experimental setting. | Mouse TLR2 peptide | Mouse IgG1 | Human/Mouse | 1. Meng, G et al; Antagonistic antibody prevents toll-like receptor 2-driven lethal shock-like syndromes. J Clin Invest 2004, 113: 1473 2. Roura-Mir, C et al; Mycobacterium tuberculosis regulates CD1 antigen presentation pathways through TLR-2. J Immunol 2005, 175: 1758 3. Leemans, J et al; Renal-associated TLR2 mediates ischemia/reperfusion injury in the kidney. J Clin Invest 2005 115: 2894 4. Spiller, S et al; TLR4-induced IFN-γ production increases TLR2 sensitivity and drives Gram-negative sepsis in mice. JEM 2008, 205: 1747 5. Sutmuller, R et al; Toll-like receptor 2 controls expansion and function of regulatory T-cells. J Clin Invest 2006, 116:485 6. Brull, F et al; TLR2 activation is essential to induce a Th1 shift in human peripheral blood mononuclear cells by plant stanols and plant sterols. J Biol Chem 2010, 285:2951 7. Guan, Y et al; Human TLRs 10 and 1 share common mechanism of innate immune sensing but not signaling. J Immunol 2010, 184:5094 8. Stribos, E et al; Renal expression of Toll-like receptor 2 and 4: Dynamics in human allograft injury and comparison to rodents. Molecular Immunology 2015, 64: 82 9. Mason, L et al; Borrelia burgdorferi Induces TLR2-Mediated Migration of Activated Dendritic Cells in an Ex Vivo Human Skin Model. PLoS ONE 2016, 11: e0164040 10. Stoppelaar, S et al; Toll-Like Receptor Signalling Is Not Involved in Platelet Response to Streptococcus pneumoniae In Vitro or In Vivo. PLoS ONE 2016, 11: e0156977 | Product should be stored at 4 °C. Under recommended storage conditions, product is stable for one year. | For research use only. Not for use in or on humans or animals or for diagnostics. It is the responsibility of the user to comply with all local/state and federal rules in the use of this product. Hycult Biotech is not responsible for any patent infringements that might result from the use or derivation of this product. | IHC-F: 6µm sections were fixed with aceton. Sections were blocked with goat serum and exposed o/n with T2.5. FC: 4*104 leukocytes/ml were stained for 30 minutes at 4°C. FS: mice were injected i.p. with 1 mg T2.5, after 1h incubation mice were challenged;T2.5 5µg/ml was added to cell culture. IP: 40 µg cleared protein was incubated with 2 µg T2.5 for 1h at 4°C. IA: T2.5 as a detector. | TLR2, CD282, TIL4 Gene name: Tlr2
https://www.hycultbiotech.com/products/types/hm1054-50mg | TLR2, Mouse/Human, mAb T2.5 | 50 mg | Flow cytometry, Frozen sections, Functional studies, Immuno assays, Immuno fluorescence, Immuno precipitation |  | The monoclonal antibody T2.5 recognizes human Toll-like receptor 2 (TLR2). Toll-like receptors (TLR) are highly conserved throughout evolution and have been implicated in the innate defense to many pathogens. At present, ligands for several of the TLR's, such as TLR2-6,9, have been identified, confirming their role in first line defense against invading microorganism. In mammals, TLRs are identified as type I transmembrane signaling receptors with an extracellular portion containing leucine-rich repeats with pattern recognition capabilities. Pathogen recognition by TLRs provokes rapid activation of innate immunity by inducing proliferation of proinflammatory cytokines and upregulation of costimulatory molecules and eventually toinitiation of adaptive immunity. TLR2 has been identified as a receptor that is central to the innate immune response to lipoproteins of Gram-negative bacteria, several whole Gram-positive bacteria, as well as a receptor for peptidoglycan and lipoteichoic acid and other bacterial cell membrane products. It is suggested that TLR2 is able to recognize such a wide variety of PAMPs (pathogen-specific molecular patterns) by forming heterodimers with other TLRs like e.g. TLR6. TLR2 is essential for recognizing lipopeptides and lipoproteins from several microorganisms and also peptidoglycans derived from gram-positive bacteria. Bacterial species as diverse as mycobacteria, spirochetes, mycoplasma, Staphylococcus aureus, and Streptococcus pneumoniae have all been shown to mediate cellular activation via TLR2. | Monoclonal antibodies | 50 mg 0.2 μm filtered protein G purified antibody solution in PBS with a concentration of at least 0.5 mg/ml (exact concentration is indicated on the label). The endotoxin concentration is < 24 EU/mg, determined with HIT302 LAL Assay. | Dilutions to be used depend on detection system applied. It is recommended that users test the reagent and determine their own optimal dilutions. The typical starting working dilution is 1:50. For functional studies, in vitro dilutions have to be optimized in user’s experimental setting. | Mouse TLR2 peptide | Mouse IgG1 | Human/Mouse | 1. Meng, G et al; Antagonistic antibody prevents toll-like receptor 2-driven lethal shock-like syndromes. J Clin Invest 2004, 113: 1473 2. Roura-Mir, C et al; Mycobacterium tuberculosis regulates CD1 antigen presentation pathways through TLR-2. J Immunol 2005, 175: 1758 3. Leemans, J et al; Renal-associated TLR2 mediates ischemia/reperfusion injury in the kidney. J Clin Invest 2005 115: 2894 4. Spiller, S et al; TLR4-induced IFN-γ production increases TLR2 sensitivity and drives Gram-negative sepsis in mice. JEM 2008, 205: 1747 5. Sutmuller, R et al; Toll-like receptor 2 controls expansion and function of regulatory T-cells. J Clin Invest 2006, 116:485 6. Brull, F et al; TLR2 activation is essential to induce a Th1 shift in human peripheral blood mononuclear cells by plant stanols and plant sterols. J Biol Chem 2010, 285:2951 7. Guan, Y et al; Human TLRs 10 and 1 share common mechanism of innate immune sensing but not signaling. J Immunol 2010, 184:5094 8. Stribos, E et al; Renal expression of Toll-like receptor 2 and 4: Dynamics in human allograft injury and comparison to rodents. Molecular Immunology 2015, 64: 82 9. Mason, L et al; Borrelia burgdorferi Induces TLR2-Mediated Migration of Activated Dendritic Cells in an Ex Vivo Human Skin Model. PLoS ONE 2016, 11: e0164040 10. Stoppelaar, S et al; Toll-Like Receptor Signalling Is Not Involved in Platelet Response to Streptococcus pneumoniae In Vitro or In Vivo. PLoS ONE 2016, 11: e0156977 | Product should be stored at 4 °C. Under recommended storage conditions, product is stable for one year. | For research use only. Not for use in or on humans or animals or for diagnostics. It is the responsibility of the user to comply with all local/state and federal rules in the use of this product. Hycult Biotech is not responsible for any patent infringements that might result from the use or derivation of this product. | IHC-F: 6µm sections were fixed with aceton. Sections were blocked with goat serum and exposed o/n with T2.5. FC: 4*104 leukocytes/ml were stained for 30 minutes at 4°C. FS: mice were injected i.p. with 1 mg T2.5, after 1h incubation mice were challenged;T2.5 5 µg/ml was added to cell culture. IP: 40 µg cleared protein was incubated with 2 µg T2.5 for 1h at 4 °C. IA: T2.5 as a detector. | TLR2, CD282, TIL4 Gene name: Tlr2
https://www.hycultbiotech.com/products/types/hm1039-10mg | Neutrophils, Mouse, mAb NIMP-R14 | 10 mg | Flow cytometry, Frozen sections, Functional studies, Immuno assays, Paraffin sections |  | The monoclonal antibody NIMP-R14 is highly specific for murine Ly-6G and Ly-6C. The Ly-6G/-6C locus encodes a family of Ly-6 proteins including Ly-6G and Ly-6C. Ly-6 antigens have a molecular weight between 15,000 and 18,000. Ly6G is together with Ly6c a component of the myeloid differentiation antigen Gr-1. Ly6G a GPI-anchored protein and is a good marker of peripheral neutrophils. Although predominantly presents on neutrophils, it is also expressed on a subset of eosinophils, differentiating pre-monocytes and plasmacytoid dendritic cells. Ly6C is a monocyte/macrophage and endothelial cell differentiation antigen regulated by interferon gamma, and may play a role in the development and maturation of lymphocytes. It is expressed on bone marrow cells, monocytes/macrophages, neutrophils, endothelial cells, and T cell subsets. Expression of Gr-1 in bone marrow correlates with granulocyte differentiation and maturation. However, the physiological role of Ly6G alone remains still unclear. The monoclonal antibody NIMP-R14 has been successfully used to stain polymorphonuclear (PMN) cells and monocytes for fluorescent activated cell sorting and in frozen and paraffin sections. Treatment with antibodies in vivo leads to neutropenia and has inhibitory effect on local immune responses. Furthermore, it has been shown to be useful for depletion of neutrophils in mice. It depletes neutrophils as soon as 6 hours after injection and up to 6 days. | Monoclonal antibodies | 10 mg 0.2 μm filtered protein G purified antibody solution in PBS with a concentration of at least 0.5 mg/ml. The endotoxin concentration is < 24 EU/mg, determined with HIT302 LAL Assay. | Dilutions to be used depend on detection system applied. It is recommended that users test the reagent and determine their own optimal dilutions. The typical starting working dilution is 1:50. | Purified BALB/c mouse neutrophils | Rat IgG2b | Mouse | 1. Lopez, A et al; Differentiation antigens on mouse eosinophils and neutrophils identified by monoclonal antibodies, Brit J Haematology 1984, 57: 489 2. McLaren, D et al; Schistosoma mansoni: evidence that immunity in vaccinated and chronically infected CBA/Ca mice is sensitive to treatment with a monoclonal antibody that depletes cutaneous effector cells. Parasite Immunol 1987, 9: 667 3. Van Lent, P et al; Monocytes/macrophages rather than PMN are involved in early cartilage degradation in cationic immune complex arthritits in mice. J Leukoc Biol 1997, 61: 267 4. Lubberts, E et al; Adenoviral vector-mediated overexpression of IL-4 in the knee joint of mice with collagen-induced arthritis prevents cartilage destruction. J Immunol 1999, 163: 4546 5. Tacchini-Cottier, F et al; An immunomodulatory function for neutrophils during the induction of a CD4+ Th2 response in BALB/c mice infected with Leishmania major. J Immunol 2000, 165: 628 6. Vries de, B et al; Complement factor C5a mediates renal ischemia-reperfusion injury independent from neutrophils. J Immunol 2003, 170: 3883 7. Nagendra, S et al; Absence of cross-reactivity between murine Ly-6C and Ly-6G. Cytometry A 2004, 58: 195 8. Navarini, A et al; Innate Immune-induced depletion of bone marrow neutrophils aggravates systemic bacterial infections. PNAS 2009, 106: 7107 9. Paust, H et al; Chemokines play a critical role in the cross-regulation of Th1 and Th17 immune responses in murine crescentic glomerulonephritis. Kidney International, 2012. 10. Gao, N et al; Matrix Metalloproteinase-13 as a Target for Suppressing Corneal Ulceration Caused by Pseudomonas aeruginosa Infection. J Infect Dis. 2015 212:116 | Product should be stored at 4 °C. Under recommended storage conditions, product is stable for one year. | For research use only. Not for use in or on humans or animals or for diagnostics. It is the responsibility of the user to comply with all local/state and Federal rules in the use of this product. Hycult Biotech is not responsible for any patent infringements that might result with the use of or derivation of this product. | IHC-F: Tissue was fixed with acetone (Ref 6) IHC-P: Blocking with 20% normal rabbit serum (Ref 4). Use a mild or no antigen retrieval method. FC: 5 x 105 cells were incubated with 10 μg/ml antibody (Ref 3) FS: Neutrophil depletion. Mice were treated with NIMP-R14 given intraperitoneally at a dose of 1mg, 6h before infection (Ref 5) | Lymphocyte antigen 6 complex locus protein G6c, myeloid differentiation antigen Gr1 Gene name: Ly6g
https://www.hycultbiotech.com/products/types/hm1039-5mg | Neutrophils, Mouse, mAb NIMP-R14 | 5 mg | Flow cytometry, Frozen sections, Functional studies, Immuno assays, Paraffin sections |  | The monoclonal antibody NIMP-R14 is highly specific for murine Ly-6G and Ly-6C. The Ly-6G/-6C locus encodes a family of Ly-6 proteins including Ly-6G and Ly-6C. Ly-6 antigens have a molecular weight between 15,000 and 18,000. Ly6G is together with Ly6c a component of the myeloid differentiation antigen Gr-1. Ly6G a GPI-anchored protein and is a good marker of peripheral neutrophils. Although predominantly presents on neutrophils, it is also expressed on a subset of eosinophils, differentiating pre-monocytes and plasmacytoid dendritic cells. Ly6C is a monocyte/macrophage and endothelial cell differentiation antigen regulated by interferon gamma, and may play a role in the development and maturation of lymphocytes. It is expressed on bone marrow cells, monocytes/macrophages, neutrophils, endothelial cells, and T cell subsets. Expression of Gr-1 in bone marrow correlates with granulocyte differentiation and maturation. However, the physiological role of Ly6G alone remains still unclear. The monoclonal antibody NIMP-R14 has been successfully used to stain polymorphonuclear (PMN) cells and monocytes for fluorescent activated cell sorting and in frozen and paraffin sections. Treatment with antibodies in vivo leads to neutropenia and has inhibitory effect on local immune responses. Furthermore, it has been shown to be useful for depletion of neutrophils in mice. It depletes neutrophils as soon as 6 hours after injection and up to 6 days. | Monoclonal antibodies | 5 mg 0.2 μm filtered protein G purified antibody solution in PBS with a concentration of at least 0.5 mg/ml. The endotoxin concentration is < 24 EU/mg, determined with HIT302 LAL Assay. | Dilutions to be used depend on detection system applied. It is recommended that users test the reagent and determine their own optimal dilutions. The typical starting working dilution is 1:50. | Purified BALB/c mouse neutrophils | Rat IgG2b | Mouse | 1. Lopez, A et al; Differentiation antigens on mouse eosinophils and neutrophils identified by monoclonal antibodies, Brit J Haematology 1984, 57: 489 2. McLaren, D et al; Schistosoma mansoni: evidence that immunity in vaccinated and chronically infected CBA/Ca mice is sensitive to treatment with a monoclonal antibody that depletes cutaneous effector cells. Parasite Immunol 1987, 9: 667 3. Van Lent, P et al; Monocytes/macrophages rather than PMN are involved in early cartilage degradation in cationic immune complex arthritits in mice. J Leukoc Biol 1997, 61: 267 4. Lubberts, E et al; Adenoviral vector-mediated overexpression of IL-4 in the knee joint of mice with collagen-induced arthritis prevents cartilage destruction. J Immunol 1999, 163: 4546 5. Tacchini-Cottier, F et al; An immunomodulatory function for neutrophils during the induction of a CD4+ Th2 response in BALB/c mice infected with Leishmania major. J Immunol 2000, 165: 628 6. Vries de, B et al; Complement factor C5a mediates renal ischemia-reperfusion injury independent from neutrophils. J Immunol 2003, 170: 3883 7. Nagendra, S et al; Absence of cross-reactivity between murine Ly-6C and Ly-6G. Cytometry A 2004, 58: 195 8. Navarini, A et al; Innate Immune-induced depletion of bone marrow neutrophils aggravates systemic bacterial infections. PNAS 2009, 106: 7107 9. Paust, H et al; Chemokines play a critical role in the cross-regulation of Th1 and Th17 immune responses in murine crescentic glomerulonephritis. Kidney International, 2012. 10. Gao, N et al; Matrix Metalloproteinase-13 as a Target for Suppressing Corneal Ulceration Caused by Pseudomonas aeruginosa Infection. J Infect Dis. 2015 212:116 | Product should be stored at 4 °C. Under recommended storage conditions, product is stable for one year. | For research use only. Not for use in or on humans or animals or for diagnostics. It is the responsibility of the user to comply with all local/state and Federal rules in the use of this product. Hycult Biotech is not responsible for any patent infringements that might result with the use of or derivation of this product. | IHC-F: Tissue was fixed with acetone (Ref 6) IHC-P: Blocking with 20% normal rabbit serum (Ref 4). Use a mild or no antigen retrieval method. FC: 5 x 105 cells were incubated with 10 μg/ml antibody (Ref 3) FS: Neutrophil depletion. Mice were treated with NIMP-R14 given intraperitoneally at a dose of 1mg, 6h before infection (Ref 5) | Lymphocyte antigen 6 complex locus protein G6c, myeloid differentiation antigen Gr1 Gene name: Ly6g
https://www.hycultbiotech.com/products/types/hm1039-1mg | Neutrophils, Mouse, mAb NIMP-R14 | 1 mg | Flow cytometry, Frozen sections, Functional studies, Immuno assays, Paraffin sections |  | The monoclonal antibody NIMP-R14 is highly specific for murine Ly-6G and Ly-6C. The Ly-6G/-6C locus encodes a family of Ly-6 proteins including Ly-6G and Ly-6C. Ly-6 antigens have a molecular weight between 15,000 and 18,000. Ly6G is together with Ly6c a component of the myeloid differentiation antigen Gr-1. Ly6G a GPI-anchored protein and is a good marker of peripheral neutrophils. Although predominantly presents on neutrophils, it is also expressed on a subset of eosinophils, differentiating pre-monocytes and plasmacytoid dendritic cells. Ly6C is a monocyte/macrophage and endothelial cell differentiation antigen regulated by interferon gamma, and may play a role in the development and maturation of lymphocytes. It is expressed on bone marrow cells, monocytes/macrophages, neutrophils, endothelial cells, and T cell subsets. Expression of Gr-1 in bone marrow correlates with granulocyte differentiation and maturation. However, the physiological role of Ly6G alone remains still unclear. The monoclonal antibody NIMP-R14 has been successfully used to stain polymorphonuclear (PMN) cells and monocytes for fluorescent activated cell sorting and in frozen and paraffin sections. Treatment with antibodies in vivo leads to neutropenia and has inhibitory effect on local immune responses. Furthermore, it has been shown to be useful for depletion of neutrophils in mice. It depletes neutrophils as soon as 6 hours after injection and up to 6 days. | Monoclonal antibodies | 1 mg 0.2 μm filtered protein G purified antibody solution in PBS with a concentration of at least 0.5 mg/ml. The endotoxin concentration is < 24 EU/mg, determined with HIT302 LAL Assay. | Dilutions to be used depend on detection system applied. It is recommended that users test the reagent and determine their own optimal dilutions. The typical starting working dilution is 1:50. | Purified BALB/c mouse neutrophils | Rat IgG2b | Mouse | 1. Lopez, A et al; Differentiation antigens on mouse eosinophils and neutrophils identified by monoclonal antibodies, Brit J Haematology 1984, 57: 489 2. McLaren, D et al; Schistosoma mansoni: evidence that immunity in vaccinated and chronically infected CBA/Ca mice is sensitive to treatment with a monoclonal antibody that depletes cutaneous effector cells. Parasite Immunol 1987, 9: 667 3. Van Lent, P et al; Monocytes/macrophages rather than PMN are involved in early cartilage degradation in cationic immune complex arthritits in mice. J Leukoc Biol 1997, 61: 267 4. Lubberts, E et al; Adenoviral vector-mediated overexpression of IL-4 in the knee joint of mice with collagen-induced arthritis prevents cartilage destruction. J Immunol 1999, 163: 4546 5. Tacchini-Cottier, F et al; An immunomodulatory function for neutrophils during the induction of a CD4+ Th2 response in BALB/c mice infected with Leishmania major. J Immunol 2000, 165: 628 6. Vries de, B et al; Complement factor C5a mediates renal ischemia-reperfusion injury independent from neutrophils. J Immunol 2003, 170: 3883 7. Nagendra, S et al; Absence of cross-reactivity between murine Ly-6C and Ly-6G. Cytometry A 2004, 58: 195 8. Navarini, A et al; Innate Immune-induced depletion of bone marrow neutrophils aggravates systemic bacterial infections. PNAS 2009, 106: 7107 9. Paust, H et al; Chemokines play a critical role in the cross-regulation of Th1 and Th17 immune responses in murine crescentic glomerulonephritis. Kidney International, 2012. 10. Gao, N et al; Matrix Metalloproteinase-13 as a Target for Suppressing Corneal Ulceration Caused by Pseudomonas aeruginosa Infection. J Infect Dis. 2015 212:116 | Product should be stored at 4 °C. Under recommended storage conditions, product is stable for one year. | For research use only. Not for use in or on humans or animals or for diagnostics. It is the responsibility of the user to comply with all local/state and Federal rules in the use of this product. Hycult Biotech is not responsible for any patent infringements that might result with the use of or derivation of this product. | IHC-F: Tissue was fixed with acetone (Ref 6) IHC-P: Blocking with 20% normal rabbit serum (Ref 4). Use a mild or no antigen retrieval method. FC: 5 x 105 cells were incubated with 10 μg/ml antibody (Ref 3) FS: Neutrophil depletion. Mice were treated with NIMP-R14 given intraperitoneally at a dose of 1mg, 6h before infection (Ref 5) | Lymphocyte antigen 6 complex locus protein G6c, myeloid differentiation antigen Gr1 Gene name: Ly6g
https://www.hycultbiotech.com/products/types/hm1029-10mg | TLR4/MD-2, Mouse, mAb MTS510 | 10 mg | Flow cytometry, Frozen sections, Functional studies, Immuno fluorescence, Immuno precipitation |  | The monoclonal antibody MTS510 reacts with the Toll-like receptor 4 (TLR4, CD284) that is associated with MD2. TLRs are expressed by various cells of the immune system, such as macrophages and dendritic cells. TLRs are class I receptors, with a single α-helix that spans the cell membrane. They recognize and respond to molecules derived from bacterial, viral and fungal pathogens, such as lipopolysaccharide (LPS) from the outer membrane of Gram negative bacteria, peptidoglycan fragments from bacterial cell walls and single-stranded and double-stranded RNA from viruses. Toll-like receptor 4 (TLR4; CD284) has been identified, next to MD-2 and CD14, as a receptor that is central to the innate immune response to LPS of Gram-negative bacteria. TLR4 is unique among TLRs in its ability to activate two distinct signaling pathways; one pathway is activated by the adaptors TIRAP (Toll/interleukin-1- receptor (TIR)-domain-containing adaptor protein) and MyD88, which leads to the induction of pro‑inflammatory cytokines. The second pathway is activated by the adaptors TRIF (TIR-domaincontaining adaptor protein inducing interferon‑β) and TRAM (TRIFrelated adaptor molecule), which leads to the induction of type I interferons. MD-2 exists as a cell surface protein in association with TLR4. It also exists as secreted forms consisting of MD-2 monomer and multimers. Circulating sMD-2 is mainly present as a doublet of ~20 and 25 kD, representing differentially glycosylated forms. Unlike TLR4, sMD-2 binds directly LPS without the need of soluble CD14 (sCD14). However, LPS-MD-2 interactions are increased when LPS is pretreated with CD14. Only monomeric sMD-2 is biologically active and able to associate with TLR4 and LPS. sMD-2 circulates in plasma of healthy individuals as a non-active, polymeric protein. In septic plasma, the total amount of sMD-2 was strongly elevated and contained both sMD-2 polymers and monomers. Soluble MD-2 is proposed to be an important mediator of organ inflammation during sepsis. During experimental human endotoxemia, the monomeric and total sMD-2 content in plasma increased with the kinetics of an acute phase protein. This parallels enhanced TLR4 costimulatory activity. In vitro studies revealed that sMD-2 release appears to be restricted to endothelial and dendritic cells. The monoclonal antibody MTS510 reacts preferentially, especially in flow cytometry, with mouse TLR4 that is associated with MD-2. MTS510 is a TLR4 function-blocking antibody that is useful for studies on the role of TLR4 as a receptor for LPS induced cytokine production by TLR4 bearing cells. The antibody was shown to coprecipitate MD-2 (30 kDa) with TLR4 (100 kDa). | Monoclonal antibodies | 10 mg 0.2 μm filtered protein G purified antibody solution in PBS with a concentration of at least 0.5 mg/ml. The endotoxin concentration is < 24 EU/mg, determined with HIT302 LAL Assay. | For immunohistology and flow cytometry dilutions to be used depend on detection system applied. It is recommended that users test the reagent and determine their own optimal dilutions. The typical starting working dilution is 1:50. | Ba/F3 cells expressing mouse TLR4 and MD-22 | Rat IgG2a | Mouse | 1. Nomura, F et al ; Cutting edge: Endotoxin tolerance in mouse peritoneal macrophages correlate with down-regulation of surface toll-like receptor 4 expression. J Immunol 2000, 164: 3476 2. Akashi, S et al; Cutting edge: Cell surface expression and lipopolysaccharide signalling via the toll-like receptor 4-MD-2 complex on mouse peritoneal macrophages. J Immunol 2000, 164: 3471 3. Sato, S et al; Synergy and cross-tolerance between toll-like receptor (TLR)2- and TLR4-mediated signaling pathways. J Immunol 2000, 165: 7096 4. Ortega-Cava, C et al; Strategic compartmentalization of toll-like receptor 4 in the mouse gut. J Immunol 2003, 170: 3977 5. Tsujimoto, H. A critical role of CpG motifs in a murine peritonitis model by their binding to highly expressed toll-like receptor-9 on liver NTK cells. J hepatology 2006, 45: 836 6. Cook,C et al. Lipopolysaccharide, Tumor Necrosis Factor alpha, or Interleukin-1&beta; triggers reactivation of latent CMV in immunocompetent mice. J virology 2006, 80: 9151 7. Tsukumo_D et al. Loss-of-function mutation in Toll-like receptor 4 prevents diet-induced obesity and insulin resistance. Diabetes 2007, 56: 1986 8. Burton, O et al. Importance of TLR2 in the direct response of T lymphocytes to Schistosoma mansoni antigens. Eur J Immunol 2010, 40: 2221 | Product should be stored at 4 °C. Under recommended storage conditions, product is stable for one year. | For research use only. Not for use in or on humans or animals or for diagnostics. It is the responsibility of the user to comply with all local/state and Federal rules in the use of this product. Hycult Biotech is not responsible for any patent infringements that might result with the use of or derivation of this product. | F: 6 µm acetone fixed sections blocked with 0.3% hydrogen peroxidase in methanol and subsequently with normal serum. Sections were incubated for 2h at RT at 1/100 dilution of mAb Fc: Cells were incubated with 0.1 µm mAb for 30 minutes at 4 °C FS: Cells were pre-incubated with 10 µg/ml of antagonistic mAb MTS510 RAW264.7 cells (105) were stained with 4 µg/ml mAb for 1h at 4 °C (black- isotype control, red- irrelevant mAb, Blue- HM1029) | Toll-like receptor 4:- TLR4, CD284, ARMD10 MD2: ESOP-1; myeloid differentiation protein-2; lymphocyte antigen 96 (Ly-96)
https://www.hycultbiotech.com/products/types/hm1029-5mg | TLR4/MD-2, Mouse, mAb MTS510 | 5 mg | Flow cytometry, Frozen sections, Functional studies, Immuno fluorescence, Immuno precipitation |  | The monoclonal antibody MTS510 reacts with the Toll-like receptor 4 (TLR4, CD284) that is associated with MD2. TLRs are expressed by various cells of the immune system, such as macrophages and dendritic cells. TLRs are class I receptors, with a single α-helix that spans the cell membrane. They recognize and respond to molecules derived from bacterial, viral and fungal pathogens, such as lipopolysaccharide (LPS) from the outer membrane of Gram negative bacteria, peptidoglycan fragments from bacterial cell walls and single-stranded and double-stranded RNA from viruses. Toll-like receptor 4 (TLR4; CD284) has been identified, next to MD-2 and CD14, as a receptor that is central to the innate immune response to LPS of Gram-negative bacteria. TLR4 is unique among TLRs in its ability to activate two distinct signaling pathways; one pathway is activated by the adaptors TIRAP (Toll/interleukin-1- receptor (TIR)-domain-containing adaptor protein) and MyD88, which leads to the induction of pro‑inflammatory cytokines. The second pathway is activated by the adaptors TRIF (TIR-domaincontaining adaptor protein inducing interferon‑β) and TRAM (TRIFrelated adaptor molecule), which leads to the induction of type I interferons. MD-2 exists as a cell surface protein in association with TLR4. It also exists as secreted forms consisting of MD-2 monomer and multimers. Circulating sMD-2 is mainly present as a doublet of ~20 and 25 kD, representing differentially glycosylated forms. Unlike TLR4, sMD-2 binds directly LPS without the need of soluble CD14 (sCD14). However, LPS-MD-2 interactions are increased when LPS is pretreated with CD14. Only monomeric sMD-2 is biologically active and able to associate with TLR4 and LPS. sMD-2 circulates in plasma of healthy individuals as a non-active, polymeric protein. In septic plasma, the total amount of sMD-2 was strongly elevated and contained both sMD-2 polymers and monomers. Soluble MD-2 is proposed to be an important mediator of organ inflammation during sepsis. During experimental human endotoxemia, the monomeric and total sMD-2 content in plasma increased with the kinetics of an acute phase protein. This parallels enhanced TLR4 costimulatory activity. In vitro studies revealed that sMD-2 release appears to be restricted to endothelial and dendritic cells. The monoclonal antibody MTS510 reacts preferentially, especially in flow cytometry, with mouse TLR4 that is associated with MD-2. MTS510 is a TLR4 function-blocking antibody that is useful for studies on the role of TLR4 as a receptor for LPS induced cytokine production by TLR4 bearing cells. The antibody was shown to coprecipitate MD-2 (30 kDa) with TLR4 (100 kDa). | Monoclonal antibodies | 5 mg 0.2 μm filtered protein G purified antibody solution in PBS with a concentration of at least 0.5 mg/ml. The endotoxin concentration is < 24 EU/mg, determined with HIT302 LAL Assay. | For immunohistology and flow cytometry dilutions to be used depend on detection system applied. It is recommended that users test the reagent and determine their own optimal dilutions. The typical starting working dilution is 1:50. | Ba/F3 cells expressing mouse TLR4 and MD-22 | Rat IgG2a | Mouse | 1. Nomura, F et al ; Cutting edge: Endotoxin tolerance in mouse peritoneal macrophages correlate with down-regulation of surface toll-like receptor 4 expression. J Immunol 2000, 164: 3476 2. Akashi, S et al; Cutting edge: Cell surface expression and lipopolysaccharide signalling via the toll-like receptor 4-MD-2 complex on mouse peritoneal macrophages. J Immunol 2000, 164: 3471 3. Sato, S et al; Synergy and cross-tolerance between toll-like receptor (TLR)2- and TLR4-mediated signaling pathways. J Immunol 2000, 165: 7096 4. Ortega-Cava, C et al; Strategic compartmentalization of toll-like receptor 4 in the mouse gut. J Immunol 2003, 170: 3977 5. Tsujimoto, H. A critical role of CpG motifs in a murine peritonitis model by their binding to highly expressed toll-like receptor-9 on liver NTK cells. J hepatology 2006, 45: 836 6. Cook,C et al. Lipopolysaccharide, Tumor Necrosis Factor alpha, or Interleukin-1&beta; triggers reactivation of latent CMV in immunocompetent mice. J virology 2006, 80: 9151 7. Tsukumo_D et al. Loss-of-function mutation in Toll-like receptor 4 prevents diet-induced obesity and insulin resistance. Diabetes 2007, 56: 1986 8. Burton, O et al. Importance of TLR2 in the direct response of T lymphocytes to Schistosoma mansoni antigens. Eur J Immunol 2010, 40: 2221 | Product should be stored at 4 °C. Under recommended storage conditions, product is stable for one year. | For research use only. Not for use in or on humans or animals or for diagnostics. It is the responsibility of the user to comply with all local/state and Federal rules in the use of this product. Hycult Biotech is not responsible for any patent infringements that might result with the use of or derivation of this product. | F: 6 µm acetone fixed sections blocked with 0.3% hydrogen peroxidase in methanol and subsequently with normal serum. Sections were incubated for 2h at RT at 1/100 dilution of mAb Fc: Cells were incubated with 0.1 µm mAb for 30 minutes at 4 °C FS: Cells were pre-incubated with 10 µg/ml of antagonistic mAb MTS510 RAW264.7 cells (105) were stained with 4 µg/ml mAb for 1h at 4 °C (black- isotype control, red- irrelevant mAb, Blue- HM1029) | Toll-like receptor 4:- TLR4, CD284, ARMD10 MD2: ESOP-1; myeloid differentiation protein-2; lymphocyte antigen 96 (Ly-96)
https://www.hycultbiotech.com/products/types/hm1029-1mg | TLR4/MD-2, Mouse, mAb MTS510 | 1 mg | Flow cytometry, Frozen sections, Functional studies, Immuno fluorescence, Immuno precipitation |  | The monoclonal antibody MTS510 reacts with the Toll-like receptor 4 (TLR4, CD284) that is associated with MD2. TLRs are expressed by various cells of the immune system, such as macrophages and dendritic cells. TLRs are class I receptors, with a single α-helix that spans the cell membrane. They recognize and respond to molecules derived from bacterial, viral and fungal pathogens, such as lipopolysaccharide (LPS) from the outer membrane of Gram negative bacteria, peptidoglycan fragments from bacterial cell walls and single-stranded and double-stranded RNA from viruses. Toll-like receptor 4 (TLR4; CD284) has been identified, next to MD-2 and CD14, as a receptor that is central to the innate immune response to LPS of Gram-negative bacteria. TLR4 is unique among TLRs in its ability to activate two distinct signaling pathways; one pathway is activated by the adaptors TIRAP (Toll/interleukin-1- receptor (TIR)-domain-containing adaptor protein) and MyD88, which leads to the induction of pro‑inflammatory cytokines. The second pathway is activated by the adaptors TRIF (TIR-domaincontaining adaptor protein inducing interferon‑β) and TRAM (TRIFrelated adaptor molecule), which leads to the induction of type I interferons. MD-2 exists as a cell surface protein in association with TLR4. It also exists as secreted forms consisting of MD-2 monomer and multimers. Circulating sMD-2 is mainly present as a doublet of ~20 and 25 kD, representing differentially glycosylated forms. Unlike TLR4, sMD-2 binds directly LPS without the need of soluble CD14 (sCD14). However, LPS-MD-2 interactions are increased when LPS is pretreated with CD14. Only monomeric sMD-2 is biologically active and able to associate with TLR4 and LPS. sMD-2 circulates in plasma of healthy individuals as a non-active, polymeric protein. In septic plasma, the total amount of sMD-2 was strongly elevated and contained both sMD-2 polymers and monomers. Soluble MD-2 is proposed to be an important mediator of organ inflammation during sepsis. During experimental human endotoxemia, the monomeric and total sMD-2 content in plasma increased with the kinetics of an acute phase protein. This parallels enhanced TLR4 costimulatory activity. In vitro studies revealed that sMD-2 release appears to be restricted to endothelial and dendritic cells. The monoclonal antibody MTS510 reacts preferentially, especially in flow cytometry, with mouse TLR4 that is associated with MD-2. MTS510 is a TLR4 function-blocking antibody that is useful for studies on the role of TLR4 as a receptor for LPS induced cytokine production by TLR4 bearing cells. The antibody was shown to coprecipitate MD-2 (30 kDa) with TLR4 (100 kDa). | Monoclonal antibodies | 1 mg 0.2 μm filtered protein G purified antibody solution in PBS with a concentration of at least 0.5 mg/ml. The endotoxin concentration is < 24 EU/mg, determined with HIT302 LAL Assay. | For immunohistology and flow cytometry dilutions to be used depend on detection system applied. It is recommended that users test the reagent and determine their own optimal dilutions. The typical starting working dilution is 1:50. | Ba/F3 cells expressing mouse TLR4 and MD-22 | Rat IgG2a | Mouse | 1. Nomura, F et al ; Cutting edge: Endotoxin tolerance in mouse peritoneal macrophages correlate with down-regulation of surface toll-like receptor 4 expression. J Immunol 2000, 164: 3476 2. Akashi, S et al; Cutting edge: Cell surface expression and lipopolysaccharide signalling via the toll-like receptor 4-MD-2 complex on mouse peritoneal macrophages. J Immunol 2000, 164: 3471 3. Sato, S et al; Synergy and cross-tolerance between toll-like receptor (TLR)2- and TLR4-mediated signaling pathways. J Immunol 2000, 165: 7096 4. Ortega-Cava, C et al; Strategic compartmentalization of toll-like receptor 4 in the mouse gut. J Immunol 2003, 170: 3977 5. Tsujimoto, H. A critical role of CpG motifs in a murine peritonitis model by their binding to highly expressed toll-like receptor-9 on liver NTK cells. J hepatology 2006, 45: 836 6. Cook,C et al. Lipopolysaccharide, Tumor Necrosis Factor alpha, or Interleukin-1&beta; triggers reactivation of latent CMV in immunocompetent mice. J virology 2006, 80: 9151 7. Tsukumo_D et al. Loss-of-function mutation in Toll-like receptor 4 prevents diet-induced obesity and insulin resistance. Diabetes 2007, 56: 1986 8. Burton, O et al. Importance of TLR2 in the direct response of T lymphocytes to Schistosoma mansoni antigens. Eur J Immunol 2010, 40: 2221 | Product should be stored at 4 °C. Under recommended storage conditions, product is stable for one year. | For research use only. Not for use in or on humans or animals or for diagnostics. It is the responsibility of the user to comply with all local/state and Federal rules in the use of this product. Hycult Biotech is not responsible for any patent infringements that might result with the use of or derivation of this product. | F: 6 µm acetone fixed sections blocked with 0.3% hydrogen peroxidase in methanol and subsequently with normal serum. Sections were incubated for 2h at RT at 1/100 dilution of mAb Fc: Cells were incubated with 0.1 µm mAb for 30 minutes at 4 °C FS: Cells were pre-incubated with 10 µg/ml of antagonistic mAb MTS510 RAW264.7 cells (105) were stained with 4 µg/ml mAb for 1h at 4 °C (black- isotype control, red- irrelevant mAb, Blue- HM1029) | Toll-like receptor 4:- TLR4, CD284, ARMD10 MD2: ESOP-1; myeloid differentiation protein-2; lymphocyte antigen 96 (Ly-96)
https://www.hycultbiotech.com/products/types/hm1011-500ug | TNF-RII, Mouse, mAb HM102 | 0.5 mg | Flow cytometry, Frozen sections, Functional studies, Immuno assays, Immuno precipitation, Western blot |  | The monoclonal antibody HM102 recognizes the extracellular part of membrane-bound TNF-RII as well as the soluble form of TNF-RII which is generated by proteolytic cleavage of the extracellular domain. The soluble form can still bind TNF-alpha with high affinity and functions as a TNF-alpha antagonist. TNF-alpha is an important signalling protein in the immune system which can activate inflammatory responses, induce apoptosis, regulate cellular proliferation, and may even promote cancer progression. TNF-alpha can bind to two structurally distinct membrane receptors, TNF-RI and TNFRII, which have both distinct and overlapping downstream signaling cascades. TNFRI is believed to be expressed on nearly all cell types, whereas TNFRII exhibits more restricted expression, being found on certain subpopulations of immune cells and several other cell types. A dominant role of TNFRII has been shown in thymocyte activation by TNF-alpha, whereas induction of cytotoxicity and other functions are mediated largely by TNF-RI. TNF-RI is equally well activated by both the 17 kDa soluble and 26 kDa membrane-bound form, whereas TNF-RII is activated only by the membrane bound form of TNF-alpha. The antibody is a agonistic receptor modulating antibody. It enhances in vitro TNF alpha responses by increasing the affinity of the soluble form of TNF-alpha for TNF-RII. | Monoclonal antibodies | 0.5 mg 0.2 μm filtered protein G purified antibody solution in PBS with a concentration of at least 0.5 mg/ml. The endotoxin concentration is < 24 EU/mg, determined with HIT302 LAL Assay. | Dilutions to be used depend on detection system applied. It is recommended that users test the reagent and determine their own optimal dilutions. The typical starting working dilution is 1:50. For functional studies, in vitro dilutions have to be optimized in user’s experimental setting. |  | Rat IgG2a | Mouse | 1. Tacchini-Cottier, F et al; Role of TNFR1 and TNFR2 in TNF-induced platelet consumption in mice. J Immunol 1998, 160: 6182 2. Brekke, O et al. Specificity of endogenous fatty acid release during tumor necrosis factor-induced apoptosis in WEHI164 fibrosarcoma cells. J of Lipid res. 1999, 40:2223 3. Marchetti, L et al; Tumor Necrosis Factor (TNF)-mediated neuroprotection against glutamate-induced excitotoxicity is enhanced by N-methyl-D-aspartate receptor activation. J Biol Chem 2004, 279: 32869 4. Taoufik, E et al; FLIPL protects neurons against in vivo ischemia and in vitro glucose deprivation-induced cell death. J Neurosci 2007, 27: 6633 5. Veroni, C et al; Activation of TNF receptor 2 in microglia promotes induction of anti-inflammatory pathways. Mol Cell Neurosci 2010, 45: 234 6. Chee, J et al. TNF receptor 1 deficiency increases regulatory T cell function in nonobese diabetic mice. J immunol 2011, 187:1702-1712 | Product should be stored at 4°C. Under recommended storage conditions, product is stable for at least one year. The exact expiry date is indicated on the label. | For research use only. Not for use in or on humans or animals or for diagnostics. It is the responsibility of the user to comply with all local/state and federal rules in the use of this product. Hycult Biotech is not responsible for any patent infringements that might result from the use or derivation of this product. | FS: In most cases 2μg/ml acts agonistically FC: 100.000 microglia cells were incubated with 10μg/ml PBS/1%serum for 30 min on ice W: A reduced sample treatment and SDS-Page was used. The band size (s) is 75 kDa (Ref.4). | Tumor necrosis factor receptor superfamily member 1B, CD120b, TNF-R2, p75, p80 TNF-alpha receptor Gene name: Tnfrsf1b
https://www.hycultbiotech.com/products/types/hm1011-10mg | TNF-RII, Mouse, mAb HM102 | 10 mg | Flow cytometry, Frozen sections, Functional studies, Immuno assays, Immuno precipitation, Western blot |  | The monoclonal antibody HM102 recognizes the extracellular part of membrane-bound TNF-RII as well as the soluble form of TNF-RII which is generated by proteolytic cleavage of the extracellular domain. The soluble form can still bind TNF-alpha with high affinity and functions as a TNF-alpha antagonist. TNF-alpha is an important signalling protein in the immune system which can activate inflammatory responses, induce apoptosis, regulate cellular proliferation, and may even promote cancer progression. TNF-alpha can bind to two structurally distinct membrane receptors, TNF-RI and TNFRII, which have both distinct and overlapping downstream signaling cascades. TNFRI is believed to be expressed on nearly all cell types, whereas TNFRII exhibits more restricted expression, being found on certain subpopulations of immune cells and several other cell types. A dominant role of TNFRII has been shown in thymocyte activation by TNF-alpha, whereas induction of cytotoxicity and other functions are mediated largely by TNF-RI. TNF-RI is equally well activated by both the 17 kDa soluble and 26 kDa membrane-bound form, whereas TNF-RII is activated only by the membrane bound form of TNF-alpha. The antibody is a agonistic receptor modulating antibody. It enhances in vitro TNF alpha responses by increasing the affinity of the soluble form of TNF-alpha for TNF-RII. | Monoclonal antibodies | 10 mg 0.2 μm filtered protein G purified antibody solution in PBS with a concentration of at least 0.5 mg/ml. The endotoxin concentration is < 24 EU/mg, determined with HIT302 LAL Assay. | Dilutions to be used depend on detection system applied. It is recommended that users test the reagent and determine their own optimal dilutions. The typical starting working dilution is 1:50. For functional studies, in vitro dilutions have to be optimized in user’s experimental setting. |  | Rat IgG2a | Mouse | 1. Tacchini-Cottier, F et al; Role of TNFR1 and TNFR2 in TNF-induced platelet consumption in mice. J Immunol 1998, 160: 6182 2. Brekke, O et al. Specificity of endogenous fatty acid release during tumor necrosis factor-induced apoptosis in WEHI164 fibrosarcoma cells. J of Lipid res. 1999, 40:2223 3. Marchetti, L et al; Tumor Necrosis Factor (TNF)-mediated neuroprotection against glutamate-induced excitotoxicity is enhanced by N-methyl-D-aspartate receptor activation. J Biol Chem 2004, 279: 32869 4. Taoufik, E et al; FLIPL protects neurons against in vivo ischemia and in vitro glucose deprivation-induced cell death. J Neurosci 2007, 27: 6633 5. Veroni, C et al; Activation of TNF receptor 2 in microglia promotes induction of anti-inflammatory pathways. Mol Cell Neurosci 2010, 45: 234 6. Chee, J et al. TNF receptor 1 deficiency increases regulatory T cell function in nonobese diabetic mice. J immunol 2011, 187:1702-1712 | Product should be stored at 4°C. Under recommended storage conditions, product is stable for at least one year. The exact expiry date is indicated on the label. | For research use only. Not for use in or on humans or animals or for diagnostics. It is the responsibility of the user to comply with all local/state and federal rules in the use of this product. Hycult Biotech is not responsible for any patent infringements that might result from the use or derivation of this product. | FS: In most cases 2μg/ml acts agonistically FC: 100.000 microglia cells were incubated with 10μg/ml PBS/1%serum for 30 min on ice W: A reduced sample treatment and SDS-Page was used. The band size (s) is 75 kDa (Ref.4). | Tumor necrosis factor receptor superfamily member 1B, CD120b, TNF-R2, p75, p80 TNF-alpha receptor Gene name: Tnfrsf1b
https://www.hycultbiotech.com/products/types/hm1011-5mg | TNF-RII, Mouse, mAb HM102 | 5 mg | Flow cytometry, Frozen sections, Functional studies, Immuno assays, Immuno precipitation, Western blot |  | The monoclonal antibody HM102 recognizes the extracellular part of membrane-bound TNF-RII as well as the soluble form of TNF-RII which is generated by proteolytic cleavage of the extracellular domain. The soluble form can still bind TNF-alpha with high affinity and functions as a TNF-alpha antagonist. TNF-alpha is an important signalling protein in the immune system which can activate inflammatory responses, induce apoptosis, regulate cellular proliferation, and may even promote cancer progression. TNF-alpha can bind to two structurally distinct membrane receptors, TNF-RI and TNFRII, which have both distinct and overlapping downstream signaling cascades. TNFRI is believed to be expressed on nearly all cell types, whereas TNFRII exhibits more restricted expression, being found on certain subpopulations of immune cells and several other cell types. A dominant role of TNFRII has been shown in thymocyte activation by TNF-alpha, whereas induction of cytotoxicity and other functions are mediated largely by TNF-RI. TNF-RI is equally well activated by both the 17 kDa soluble and 26 kDa membrane-bound form, whereas TNF-RII is activated only by the membrane bound form of TNF-alpha. The antibody is a agonistic receptor modulating antibody. It enhances in vitro TNF alpha responses by increasing the affinity of the soluble form of TNF-alpha for TNF-RII. | Monoclonal antibodies | 5 mg 0.2 μm filtered protein G purified antibody solution in PBS with a concentration of at least 0.5 mg/ml. The endotoxin concentration is < 24 EU/mg, determined with HIT302 LAL Assay. | Dilutions to be used depend on detection system applied. It is recommended that users test the reagent and determine their own optimal dilutions. The typical starting working dilution is 1:50. For functional studies, in vitro dilutions have to be optimized in user’s experimental setting. |  | Rat IgG2a | Mouse | 1. Tacchini-Cottier, F et al; Role of TNFR1 and TNFR2 in TNF-induced platelet consumption in mice. J Immunol 1998, 160: 6182 2. Brekke, O et al. Specificity of endogenous fatty acid release during tumor necrosis factor-induced apoptosis in WEHI164 fibrosarcoma cells. J of Lipid res. 1999, 40:2223 3. Marchetti, L et al; Tumor Necrosis Factor (TNF)-mediated neuroprotection against glutamate-induced excitotoxicity is enhanced by N-methyl-D-aspartate receptor activation. J Biol Chem 2004, 279: 32869 4. Taoufik, E et al; FLIPL protects neurons against in vivo ischemia and in vitro glucose deprivation-induced cell death. J Neurosci 2007, 27: 6633 5. Veroni, C et al; Activation of TNF receptor 2 in microglia promotes induction of anti-inflammatory pathways. Mol Cell Neurosci 2010, 45: 234 6. Chee, J et al. TNF receptor 1 deficiency increases regulatory T cell function in nonobese diabetic mice. J immunol 2011, 187:1702-1712 | Product should be stored at 4°C. Under recommended storage conditions, product is stable for at least one year. The exact expiry date is indicated on the label. | For research use only. Not for use in or on humans or animals or for diagnostics. It is the responsibility of the user to comply with all local/state and federal rules in the use of this product. Hycult Biotech is not responsible for any patent infringements that might result from the use or derivation of this product. | FS: In most cases 2μg/ml acts agonistically FC: 100.000 microglia cells were incubated with 10μg/ml PBS/1%serum for 30 min on ice W: A reduced sample treatment and SDS-Page was used. The band size (s) is 75 kDa (Ref.4). | Tumor necrosis factor receptor superfamily member 1B, CD120b, TNF-R2, p75, p80 TNF-alpha receptor Gene name: Tnfrsf1b
https://www.hycultbiotech.com/products/types/hm1011-1mg | TNF-RII, Mouse, mAb HM102 | 1 mg | Flow cytometry, Frozen sections, Functional studies, Immuno assays, Immuno precipitation, Western blot |  | The monoclonal antibody HM102 recognizes the extracellular part of membrane-bound TNF-RII as well as the soluble form of TNF-RII which is generated by proteolytic cleavage of the extracellular domain. The soluble form can still bind TNF-alpha with high affinity and functions as a TNF-alpha antagonist. TNF-alpha is an important signalling protein in the immune system which can activate inflammatory responses, induce apoptosis, regulate cellular proliferation, and may even promote cancer progression. TNF-alpha can bind to two structurally distinct membrane receptors, TNF-RI and TNFRII, which have both distinct and overlapping downstream signaling cascades. TNFRI is believed to be expressed on nearly all cell types, whereas TNFRII exhibits more restricted expression, being found on certain subpopulations of immune cells and several other cell types. A dominant role of TNFRII has been shown in thymocyte activation by TNF-alpha, whereas induction of cytotoxicity and other functions are mediated largely by TNF-RI. TNF-RI is equally well activated by both the 17 kDa soluble and 26 kDa membrane-bound form, whereas TNF-RII is activated only by the membrane bound form of TNF-alpha. The antibody is a agonistic receptor modulating antibody. It enhances in vitro TNF alpha responses by increasing the affinity of the soluble form of TNF-alpha for TNF-RII. | Monoclonal antibodies | 1 mg 0.2 μm filtered protein G purified antibody solution in PBS with a concentration of at least 0.5 mg/ml. The endotoxin concentration is < 24 EU/mg, determined with HIT302 LAL Assay. | Dilutions to be used depend on detection system applied. It is recommended that users test the reagent and determine their own optimal dilutions. The typical starting working dilution is 1:50. For functional studies, in vitro dilutions have to be optimized in user’s experimental setting. |  | Rat IgG2a | Mouse | 1. Tacchini-Cottier, F et al; Role of TNFR1 and TNFR2 in TNF-induced platelet consumption in mice. J Immunol 1998, 160: 6182 2. Brekke, O et al. Specificity of endogenous fatty acid release during tumor necrosis factor-induced apoptosis in WEHI164 fibrosarcoma cells. J of Lipid res. 1999, 40:2223 3. Marchetti, L et al; Tumor Necrosis Factor (TNF)-mediated neuroprotection against glutamate-induced excitotoxicity is enhanced by N-methyl-D-aspartate receptor activation. J Biol Chem 2004, 279: 32869 4. Taoufik, E et al; FLIPL protects neurons against in vivo ischemia and in vitro glucose deprivation-induced cell death. J Neurosci 2007, 27: 6633 5. Veroni, C et al; Activation of TNF receptor 2 in microglia promotes induction of anti-inflammatory pathways. Mol Cell Neurosci 2010, 45: 234 6. Chee, J et al. TNF receptor 1 deficiency increases regulatory T cell function in nonobese diabetic mice. J immunol 2011, 187:1702-1712 | Product should be stored at 4°C. Under recommended storage conditions, product is stable for at least one year. The exact expiry date is indicated on the label. | For research use only. Not for use in or on humans or animals or for diagnostics. It is the responsibility of the user to comply with all local/state and federal rules in the use of this product. Hycult Biotech is not responsible for any patent infringements that might result from the use or derivation of this product. | FS: In most cases 2μg/ml acts agonistically FC: 100.000 microglia cells were incubated with 10μg/ml PBS/1%serum for 30 min on ice W: A reduced sample treatment and SDS-Page was used. The band size (s) is 75 kDa (Ref.4). | Tumor necrosis factor receptor superfamily member 1B, CD120b, TNF-R2, p75, p80 TNF-alpha receptor Gene name: Tnfrsf1b
https://www.hycultbiotech.com/products/types/hm1001-10mg | IFN-alpha, Mouse, mAb F18 | 10 mg | Flow cytometry, Functional studies, Immuno assays, Western blot |  | The monoclonal antibody F18 recognizes and neutralizes both natural and recombinant mouse alpha Interferon (IFN-α). IFN-α is a cytokine that belongs to the type I interferons (IFN-I). IFN-α is secreted by many cell types including lymphocytes (NK cells, B-cells and T-cells), macrophages, fibroblasts, endothelial cells, osteoblasts, microglia and others. Interferons stimulate both macrophages and NK cells to elicit an anti-viral response, and are also active against tumors. Although all cells can produce IFN-I, plasmacytoid dendritic cells (pDCs) produce 1,000-fold higher levels than other cell types, and are responsible for systemic IFN-I responses to many viruses. They are coined as the natural IFN-producing cells. However, under deprived pDC condition, other dendritic cells are capable of producing high levels of IFN-I. Interferons were initially characterized for their ability to ‘interfere' with viral replication, slow cell proliferation, and profoundly alter immunity. IFN-α has several regulatory roles and diverse biological activities, including control of cellular and humoral immune responses, inflammation, and tumor regression. In addition, IFN-α participates in the regulation of various cellular and humoral processes such as the endocrine system modulates behavior, brain activity, temperature, glucose sensitive neurons, feeding pattern and opiate activity. With the availability of monoclonal antibodies directed against IFN-α, it is possible to interpret results obtained from crude materials containing both IFN-α and IFN-β. The difficulties in studying in vitro and in vivo effects of ‘type 1’ Interferons arise from the fact that both alpha and beta Interferons are produced in response to the same stimuli and also seem to act via the same receptor. These Interferon activities can only be distinguished from one another by use of specific neutralizing antibodies. | Monoclonal antibodies | 10 mg 0.2 μm filtered protein G purified antibody solution in PBS with a concentration of at least 0.5 mg/ml. The endotoxin concentration is < 24 EU/mg, determined with HIT302 LAL Assay. | For flow cytometry dilutions to be used depend on detection system applied. It is recommended that users test the reagent and determine their own optimal dilutions. The typical starting working dilution is 1:10. Before use in biological assays, the product must be filter sterilized and depending on the concentration to be used dialyzed against culture medium to remove the sodium azide added. For neutralisation of biological activity dilutions have to be made according to the amount of Interferon to be inactivated. The cross reactivity with Human IFN, Mouse IFN-gamma and Mouse IFN-beta was negative. |  | Rat IgG1 | Mouse | 1. Dalod, M et al; Interferon α/β and interleukin 12 responses to viral infections: pathways regulating dendritic cell cytokine expression in vivo. J Exp Med 2002, 195: 517 2. Diebold, S et al; Viral infection switches nonplasmacytoid dendritic cells into high interferon producers. Nature 2003, 424: 324 3. Joshi, V et al; A role for Stat1 in the regulation of lipopolysaccharide-induced Interleukin-1β expression. J Interferon Cytokine Res 2006, 26: 739. 4. Wilkstrom, M et al; A Chemokine-Like Viral Protein Enhances Alpha Interferon Production by Plasmacytoid Dendritic Cells but Delays CD8 T Cell Activation and Impairs Viral Clearance. J Virol 2013, 87:7911 | Product should be stored at 4 °C. Under recommended storage conditions, product is stable for one year. | For research use only. Not for use in or on humans or animals or for diagnostics. It is the responsibility of the user to comply with all local/state and Federal rules in the use of this product. Hycult Biotech is not responsible for any patent infringements that might result with the use of or derivation of this product. | FC: For intracellular staining of IFN-α, cells can be fixed in 1 % formaldehyde; blocked and permeabilized in 0.2 % saponin, 5 % normal rabbit serum for 30 minutes on ice. (Ref.2) FS: Neutralization of IFN-α by adding 1 μg antibody F18 per mouse i.v. before treatment with 35 μg LPS i.p., decreased the LPS-induced IL-1β serum response. (Ref.3). /br> IA: HM1001 has been used as a capture antibody to determine specificity. | IFN-α
https://www.hycultbiotech.com/products/types/hm1001-5mg | IFN-alpha, Mouse, mAb F18 | 5 mg | Flow cytometry, Functional studies, Immuno assays, Western blot |  | The monoclonal antibody F18 recognizes and neutralizes both natural and recombinant mouse alpha Interferon (IFN-α). IFN-α is a cytokine that belongs to the type I interferons (IFN-I). IFN-α is secreted by many cell types including lymphocytes (NK cells, B-cells and T-cells), macrophages, fibroblasts, endothelial cells, osteoblasts, microglia and others. Interferons stimulate both macrophages and NK cells to elicit an anti-viral response, and are also active against tumors. Although all cells can produce IFN-I, plasmacytoid dendritic cells (pDCs) produce 1,000-fold higher levels than other cell types, and are responsible for systemic IFN-I responses to many viruses. They are coined as the natural IFN-producing cells. However, under deprived pDC condition, other dendritic cells are capable of producing high levels of IFN-I. Interferons were initially characterized for their ability to ‘interfere' with viral replication, slow cell proliferation, and profoundly alter immunity. IFN-α has several regulatory roles and diverse biological activities, including control of cellular and humoral immune responses, inflammation, and tumor regression. In addition, IFN-α participates in the regulation of various cellular and humoral processes such as the endocrine system modulates behavior, brain activity, temperature, glucose sensitive neurons, feeding pattern and opiate activity. With the availability of monoclonal antibodies directed against IFN-α, it is possible to interpret results obtained from crude materials containing both IFN-α and IFN-β. The difficulties in studying in vitro and in vivo effects of ‘type 1’ Interferons arise from the fact that both alpha and beta Interferons are produced in response to the same stimuli and also seem to act via the same receptor. These Interferon activities can only be distinguished from one another by use of specific neutralizing antibodies. | Monoclonal antibodies | 5 mg 0.2 μm filtered protein G purified antibody solution in PBS with a concentration of at least 0.5 mg/ml. The endotoxin concentration is < 24 EU/mg, determined with HIT302 LAL Assay. | For flow cytometry dilutions to be used depend on detection system applied. It is recommended that users test the reagent and determine their own optimal dilutions. The typical starting working dilution is 1:10. Before use in biological assays, the product must be filter sterilized and depending on the concentration to be used dialyzed against culture medium to remove the sodium azide added. For neutralisation of biological activity dilutions have to be made according to the amount of Interferon to be inactivated. The cross reactivity with Human IFN, Mouse IFN-gamma and Mouse IFN-beta was negative. |  | Rat IgG1 | Mouse | 1. Dalod, M et al; Interferon α/β and interleukin 12 responses to viral infections: pathways regulating dendritic cell cytokine expression in vivo. J Exp Med 2002, 195: 517 2. Diebold, S et al; Viral infection switches nonplasmacytoid dendritic cells into high interferon producers. Nature 2003, 424: 324 3. Joshi, V et al; A role for Stat1 in the regulation of lipopolysaccharide-induced Interleukin-1β expression. J Interferon Cytokine Res 2006, 26: 739. 4. Wilkstrom, M et al; A Chemokine-Like Viral Protein Enhances Alpha Interferon Production by Plasmacytoid Dendritic Cells but Delays CD8 T Cell Activation and Impairs Viral Clearance. J Virol 2013, 87:7911 | Product should be stored at 4 °C. Under recommended storage conditions, product is stable for one year. | For research use only. Not for use in or on humans or animals or for diagnostics. It is the responsibility of the user to comply with all local/state and Federal rules in the use of this product. Hycult Biotech is not responsible for any patent infringements that might result with the use of or derivation of this product. | FC: For intracellular staining of IFN-α, cells can be fixed in 1 % formaldehyde; blocked and permeabilized in 0.2 % saponin, 5 % normal rabbit serum for 30 minutes on ice. (Ref.2) FS: Neutralization of IFN-α by adding 1 μg antibody F18 per mouse i.v. before treatment with 35 μg LPS i.p., decreased the LPS-induced IL-1β serum response. (Ref.3). /br> IA: HM1001 has been used as a capture antibody to determine specificity. | IFN-α
https://www.hycultbiotech.com/products/types/hm1001-1mg | IFN-alpha, Mouse, mAb F18 | 1 mg | Flow cytometry, Functional studies, Immuno assays, Western blot |  | The monoclonal antibody F18 recognizes and neutralizes both natural and recombinant mouse alpha Interferon (IFN-α). IFN-α is a cytokine that belongs to the type I interferons (IFN-I). IFN-α is secreted by many cell types including lymphocytes (NK cells, B-cells and T-cells), macrophages, fibroblasts, endothelial cells, osteoblasts, microglia and others. Interferons stimulate both macrophages and NK cells to elicit an anti-viral response, and are also active against tumors. Although all cells can produce IFN-I, plasmacytoid dendritic cells (pDCs) produce 1,000-fold higher levels than other cell types, and are responsible for systemic IFN-I responses to many viruses. They are coined as the natural IFN-producing cells. However, under deprived pDC condition, other dendritic cells are capable of producing high levels of IFN-I. Interferons were initially characterized for their ability to ‘interfere' with viral replication, slow cell proliferation, and profoundly alter immunity. IFN-α has several regulatory roles and diverse biological activities, including control of cellular and humoral immune responses, inflammation, and tumor regression. In addition, IFN-α participates in the regulation of various cellular and humoral processes such as the endocrine system modulates behavior, brain activity, temperature, glucose sensitive neurons, feeding pattern and opiate activity. With the availability of monoclonal antibodies directed against IFN-α, it is possible to interpret results obtained from crude materials containing both IFN-α and IFN-β. The difficulties in studying in vitro and in vivo effects of ‘type 1’ Interferons arise from the fact that both alpha and beta Interferons are produced in response to the same stimuli and also seem to act via the same receptor. These Interferon activities can only be distinguished from one another by use of specific neutralizing antibodies. | Monoclonal antibodies | 1 mg 0.2 μm filtered protein G purified antibody solution in PBS with a concentration of at least 0.5 mg/ml. The endotoxin concentration is < 24 EU/mg, determined with HIT302 LAL Assay. | For flow cytometry dilutions to be used depend on detection system applied. It is recommended that users test the reagent and determine their own optimal dilutions. The typical starting working dilution is 1:10. Before use in biological assays, the product must be filter sterilized and depending on the concentration to be used dialyzed against culture medium to remove the sodium azide added. For neutralisation of biological activity dilutions have to be made according to the amount of Interferon to be inactivated. The cross reactivity with Human IFN, Mouse IFN-gamma and Mouse IFN-beta was negative. |  | Rat IgG1 | Mouse | 1. Dalod, M et al; Interferon α/β and interleukin 12 responses to viral infections: pathways regulating dendritic cell cytokine expression in vivo. J Exp Med 2002, 195: 517 2. Diebold, S et al; Viral infection switches nonplasmacytoid dendritic cells into high interferon producers. Nature 2003, 424: 324 3. Joshi, V et al; A role for Stat1 in the regulation of lipopolysaccharide-induced Interleukin-1β expression. J Interferon Cytokine Res 2006, 26: 739. 4. Wilkstrom, M et al; A Chemokine-Like Viral Protein Enhances Alpha Interferon Production by Plasmacytoid Dendritic Cells but Delays CD8 T Cell Activation and Impairs Viral Clearance. J Virol 2013, 87:7911 | Product should be stored at 4 °C. Under recommended storage conditions, product is stable for one year. | For research use only. Not for use in or on humans or animals or for diagnostics. It is the responsibility of the user to comply with all local/state and Federal rules in the use of this product. Hycult Biotech is not responsible for any patent infringements that might result with the use of or derivation of this product. | FC: For intracellular staining of IFN-α, cells can be fixed in 1 % formaldehyde; blocked and permeabilized in 0.2 % saponin, 5 % normal rabbit serum for 30 minutes on ice. (Ref.2) FS: Neutralization of IFN-α by adding 1 μg antibody F18 per mouse i.v. before treatment with 35 μg LPS i.p., decreased the LPS-induced IL-1β serum response. (Ref.3). /br> IA: HM1001 has been used as a capture antibody to determine specificity. | IFN-α
https://www.hycultbiotech.com/products/types/hm1073-50mg | C5, Mouse, mAb BB5.1 | 50 mg | Frozen sections, Functional studies, Immuno assays, Immuno fluorescence, Immuno precipitation, Paraffin sections |  | The monoclonal antibody BB5.1 binds the fifth component of mouse complement (C5). The complement system is a group of plasma and cell membrane proteins that play a key role in the immune system. All three pathways (classical, alternative &amp; lectin) lead to the cleavage of C3 and eventually the formation of the cytolytic membrane attack complex C5b-9. If the activation cascade is allowed to proceed beyond the cleaving of C3 into C3a and C3b, an additional C3b molecule binds to the C3 convertases. This generates the C5 convertase (C3bBbC3b for the alternative pathway and C4bC2bC3b for the classical and lectin pathways). C5 convertase cleaves C5, releases the potent anaphylactic peptide C5a and generates C5b. C5b can initiate the terminal pathway , which recruits the components C6, C7, C8 and C9 to the surface of the target and inserts the C9 complex as a pore (termed the terminal complement complex) into the membrane. C5a is the most potent anaphylatoxin and a powerful chemotaxin for neutrophils and monocytes, with the ability to promote margination, extravasation, and activation of these cells. Thus, blocking C5 may be required for optimal inhibition of the inflammatory response. At the same time, inhibition of the complement cascade at C5 does not impair the generation of C3b through the classical and alternative pathways, preserving C3b-mediated opsonization of pathogenic microorganisms as well as opsonization and solubilization of immune complexes. C5 is synthesised in the liver as a single polypeptide chain and is present in serum in a concentration of 50-80 µm/ml. Before secretion the molecule is glycosylated and secreted into plasma as a 190 kDa glycoprotein consisting of a disulphide linked alpha-chain (111 kDa) and beta-chain (75 kDa). Monoclonal antibody BB5.1 has been shown to precipitate the two chains of C5 from normal mouse serum and inhibited C5-dependent hemolysis in a functional complement test. Furthermore, BB5.1 administration completely inhibits terminal complement activity in murine models for antibody-mediated rejection (AMR) during heart and kidney transplantation. In another mouse model, both pre-treatment as well as intervention with monoclonal antibody BB5.1 attenuates disease development during anti-MPO IgG-induced glomerulonephritis. Blockage of C5 activation by BB5.1 protects against renal ischemia-reperfusion injury by inhibition of late apoptosis and inflammation. In Lupus disease, combination therapy of anti-IL-10/anti-C5 (BB5.1) can both prevent and reduce the effect of the humoral immune response | Monoclonal antibodies | 50 mg 0.2 μm filtered protein G purified antibody solution in PBS with a concentration of at least 0.5 mg/ml (exact concentration is indicated on the label). The endotoxin concentration is < 24 EU/mg, determined with HIT302 LAL Assay. | Dilutions to be used depend on detection system applied. It is recommended that users test the reagent and determine their own optimal dilutions. The typical starting working dilution is 1:50. | Purified C5 | Mouse IgG1 | Mouse | 1. Frei, Y et al; Generation of a monoclonal antibody to mouse C5 application in an ELISA assay for detection of anti-C5 antibodies. Mol Cell Probes 1987, 1: 141 2. Thurman, J et al; C3a is required for the production of CXC chemokines by tubular epithelial cells after renal ischemia/reperfusion. J Immunol 2007, 178: 1819 3. Mihai, S et al; The alternative pathway of complement activation is critical for blister induction in experimental epidermolysis bullosa acquisita. J Immunol 2007, 178: 6514 4. Wang, H et al; Inhibition of terminal complement components in presensitized transplant recipients prevents antibody-mediated rejection leading to long-term graft survival and accommodation. J Immunol 2007, 179: 4451 5. Huugen, D et al; Inhibition of complement factor C5 protects against antimyeloperoxidase antibody-mediated glomerulonephritis in mice. Kidney Int 2007, 71: 646 6. Nilsson, K et al. Enhanced susceptibility to low-dose collagen-induced arthritis in CR1/2-deficient female mice – possible role of estrogen on CR1 expression. Faseb 2009, 23: 2450 7. Copland, D et al. Systemic and local anti-C5 therapy reduces the disease severity in experimental autoimmune uveoretinitis. Clin exp immunol 2010, 159:303 8. Pavlovski, D et al; Generation of complement component C5a by ischemic neurons promotes neuronal apoptosis, Faseb 2012, 26: 3680 | Product should be stored at 4 °C. Under recommended storage conditions, product is stable for at least one year. | For research use only. Not for use in or on humans or animals or for diagnostics. It is the responsibility of the user to comply with all local/state and federal rules in the use of this product. Hycult Biotech is not responsible for any patent infringements that might result with the use or derivation of this product. | FS: ex vivo: 50 µg mAb / ml serum; in vivo: BALB/c mice 40 mg mAb/kg/day, 0-2 days followed by twice a week. IA: Wells were coated with 2-4 µg purified BB5.1 in PBS as coat antibody for use in ELISA. IP: Mouse serum was pre-adsorbed with αmouse-Ig affinity gel and prot-A-sepharose for 30 min at RT. Then C5 was precipitated with BB5.1 (10 µg mAb/ml followed by prot-A sepharose for 1h). Precipitated samples were analysed on 7% SDS/PAGE. | Complement C5, Hemolytic complement Gene name: C5
https://www.hycultbiotech.com/products/types/hm1054-100mg | TLR2, Mouse/Human, mAb T2.5 | 100 mg | Flow cytometry, Frozen sections, Functional studies, Immuno assays, Immuno fluorescence, Immuno precipitation |  | The monoclonal antibody T2.5 recognizes human Toll-like receptor 2 (TLR2). Toll-like receptors (TLR) are highly conserved throughout evolution and have been implicated in the innate defense to many pathogens. At present, ligands for several of the TLR's, such as TLR2-6,9, have been identified, confirming their role in first line defense against invading microorganism. In mammals, TLRs are identified as type I transmembrane signaling receptors with an extracellular portion containing leucine-rich repeats with pattern recognition capabilities. Pathogen recognition by TLRs provokes rapid activation of innate immunity by inducing proliferation of proinflammatory cytokines and upregulation of costimulatory molecules and eventually toinitiation of adaptive immunity. TLR2 has been identified as a receptor that is central to the innate immune response to lipoproteins of Gram-negative bacteria, several whole Gram-positive bacteria, as well as a receptor for peptidoglycan and lipoteichoic acid and other bacterial cell membrane products. It is suggested that TLR2 is able to recognize such a wide variety of PAMPs (pathogen-specific molecular patterns) by forming heterodimers with other TLRs like e.g. TLR6. TLR2 is essential for recognizing lipopeptides and lipoproteins from several microorganisms and also peptidoglycans derived from gram-positive bacteria. Bacterial species as diverse as mycobacteria, spirochetes, mycoplasma, Staphylococcus aureus, and Streptococcus pneumoniae have all been shown to mediate cellular activation via TLR2. | Monoclonal antibodies | 100 mg 0.2 μm filtered protein G purified antibody solution in PBS with a concentration of at least 0.5 mg/ml (exact concentration is indicated on the label). The endotoxin concentration is < 24 EU/mg, determined with HIT302 LAL Assay. | Dilutions to be used depend on detection system applied. It is recommended that users test the reagent and determine their own optimal dilutions. The typical starting working dilution is 1:50. For functional studies, in vitro dilutions have to be optimized in user’s experimental setting. | Mouse TLR2 peptide | Mouse IgG1 | Human/Mouse | 1. Meng, G et al; Antagonistic antibody prevents toll-like receptor 2-driven lethal shock-like syndromes. J Clin Invest 2004, 113: 1473 2. Roura-Mir, C et al; Mycobacterium tuberculosis regulates CD1 antigen presentation pathways through TLR-2. J Immunol 2005, 175: 1758 3. Leemans, J et al; Renal-associated TLR2 mediates ischemia/reperfusion injury in the kidney. J Clin Invest 2005 115: 2894 4. Spiller, S et al; TLR4-induced IFN-γ production increases TLR2 sensitivity and drives Gram-negative sepsis in mice. JEM 2008, 205: 1747 5. Sutmuller, R et al; Toll-like receptor 2 controls expansion and function of regulatory T-cells. J Clin Invest 2006, 116:485 6. Brull, F et al; TLR2 activation is essential to induce a Th1 shift in human peripheral blood mononuclear cells by plant stanols and plant sterols. J Biol Chem 2010, 285:2951 7. Guan, Y et al; Human TLRs 10 and 1 share common mechanism of innate immune sensing but not signaling. J Immunol 2010, 184:5094 8. Stribos, E et al; Renal expression of Toll-like receptor 2 and 4: Dynamics in human allograft injury and comparison to rodents. Molecular Immunology 2015, 64: 82 9. Mason, L et al; Borrelia burgdorferi Induces TLR2-Mediated Migration of Activated Dendritic Cells in an Ex Vivo Human Skin Model. PLoS ONE 2016, 11: e0164040 10. Stoppelaar, S et al; Toll-Like Receptor Signalling Is Not Involved in Platelet Response to Streptococcus pneumoniae In Vitro or In Vivo. PLoS ONE 2016, 11: e0156977 | Product should be stored at 4 °C. Under recommended storage conditions, product is stable for one year. | For research use only. Not for use in or on humans or animals or for diagnostics. It is the responsibility of the user to comply with all local/state and federal rules in the use of this product. Hycult Biotech is not responsible for any patent infringements that might result from the use or derivation of this product. | IHC-F: 6µm sections were fixed with aceton. Sections were blocked with goat serum and exposed o/n with T2.5. FC: 4*104 leukocytes/ml were stained for 30 minutes at 4 °C. FS: mice were injected i.p. with 1 mg T2.5, after 1h incubation mice were challenged;T2.5 5 µg/ml was added to cell culture. IP: 40 µg cleared protein was incubated with 2 µg T2.5 for 1h at 4 °C. IA: T2.5 as a detector. | TLR2, CD282, TIL4 Gene name: Tlr2
https://www.hycultbiotech.com/products/types/hm2382 | C1q, Human, mAb JL-1 | 100 µg | Frozen sections, Functional studies, Immuno assays, Immuno fluorescence, Western blot |  | The monoclonal antibody JL-1 recognizes the collagen-like region (CLR) of human C1q, a 459 kDa molecule consisting of three individual polypeptide chains. The antibody has been generated by immunization of C1q-/- C57BL/6 mice with purified mouse C1q. C1q forms together with C1r and C1s the C1 macromolecule, the first component of the classical complement pathway. Interaction of immune complexes with C1q induces a conformational change within the C1 complex, which results in activation of the classical pathway. C1q functions as recognition unit by binding to the heavy chain of IgG or IgM (Fc gamma and Fc micro) provided that the immunoglobulins are bound to their antigen. Furthermore, C1q can also recognize molecular patterns associated with pathogens and it can bind to apoptotic blebs, where it activates the classical complement pathway and mediates phagocytosis. As such, C1q promotes the clearance of apoptotic cells and subsequent exposure of auto antigens, thereby preventing stimulation of the immune system. C1q is predominantly produced by macrophages but also by follicular dendritic cells, interdigitating cells and cells of the monocyte-macrophage lineage. C1q deficiency has a profound effect on host defence and clearance of immune complexes. Absence of C1q may cause autoimmunity by impairment of the clearance of apoptotic cells. Inherited C1q deficiency is also associated with the development of systemic lupus erythematosus (SLE). The monoclonal antibody JL-1 is reactive with the collagen-like region (CLR) only, which is the same region to which autoantibodies in mice and humans are binding. Anti-C1q autoantibodies deposit in glomeruli together with C1q but induce overt renal disease only in the context of glomerular immune complex disease. This provides an explanation why anti-C1q antibodies are especially pathogenic in patients with SLE. | Monoclonal antibodies | 1 ml (100 μg/ml) 0.2 μm filtered protein G purified antibody solution in PBS, containing 0.1% bovine serum albumin. The endotoxin concentration is < 24 EU/mg, determined with HIT302 LAL Assay. | Dilutions to be used depend on detection system applied. It is recommended that users test the reagent and determine their own optimal dilutions. The typical starting working dilution is 1:50. | Purified mouse C1q | Mouse IgG2b | Human | 1. Trouw, L et al; Anti-C1q autoantibodies deposit in glomeruli but are only pathogenic in combination with glomerular C1q-containing immune complexes. J Clin Invest 2004, 114: 679 2. Holers, M et al; Anti-C1q autoantibodies amplify pathogenic complement activation in systemic lupus erythematosus. J Clin Invest 2004, 114: 616 3. Li, M et al; Development of a humanized C1q A chain knock-in mouse: assessment of antibody independent beta-amyloid induced complement activation. Mol Immunol 2008, 45: 3244 | Product should be stored at 4°;C. Under recommended storage conditions, product is stable for one year. | For research use only. Not for use in or on humans or animals or for diagnostics. It is the responsibility of the user to comply with all local/state and Federal rules in the use of this product. Hycult Biotech is not responsible for any patent infringements that might result with the use or derivation of this product. |  | Complement component C1q, Complement C1q subcomponent subunit A
https://www.hycultbiotech.com/products/types/hm1141-1 | Podoplanin, Mouse, clone pMab-1 | 20 µg | Flow cytometry, Frozen sections, Functional studies, Immuno fluorescence, Paraffin sections, Western blot |  | Monoclonal antibody pMab-1 recognizes human Podoplanin (PDPN; agrrus). Podoplanin is a small type_I transmembrane sialoglycoprotein expressed on a broad range of cell types and involved in platelet aggregation and tumor metastasis. The ca 38 kDa mouse protein was initially identified as a biomarker of lympatic endothelium, alveolar epithelium and glomerular podocytes. Expression has also been found in many tumors. However the functional role of PDPN is still poorly understood. Podoplanin consists of an extracellular domain, transmembrane domain and a cytoplasmic tail. In its extracellular domain it possesses a platelet aggregation stimulating (PLAG) domain. Podoplanin has got three PLAG domains of which PLAG3 is critical for binding with C-type lectin receptor-2 (CLEC-2). This PDPN specific receptor mediates platelet aggregation. This interaction is required to initiate and maintain separation of blood and lymphatic vessels and can be critical in process of cancer metastasis. This may lead to PDPN as possible therapeutic target. Antibody PMab-1 is produced against the platelet aggregation-stimulating domain of mouse PDPN and can be applied in western blotting, FACS and immunohistochemistry. Administration of PMab-1 in vivo reduces lymphangiogenesis in the corneal suture and ear wound healing models. PMab-1 also suppresses the infiltration of thioglycollate-induced macrophages at the site of wound healing. Furthermore, administration of PMab-1 leads to a significant suppression of the rejection reaction in the corneal transplantation model. | Monoclonal antibodies | 0.2 ml (100 µg/ml) 0.2 µm filtered protein G purified antibody solution in PBS, containing 0.1% bovine serum albumin. |  | Synthetic peptides, corresponding to amino acids 38–51 of mouse podoplanin (Ref. 1) | Rat IgG2a | Mouse | 1. Kaji, C et al; Immunohistochemical Examination of Novel Rat Monoclonal Antibodies against Mouse and Human Podoplanin. Acta Histo Cyto 2012, 45: 227 2. Maruyama, Y et al; The Effect of Podoplanin Inhibition on Lymphangiogenesis Under Pathological Conditions. Inves Opt & Vis Science 2014, 55: 4813 3. Fujii Y, et al. MAP tag: A novel tagging system for protein purification and detection. Monoclon. Antib. Immunodiagn. Immunother 2016, 35:: 293 | Product should be stored at 4°C. Under recommended storage conditions, product is stable for at least one year. | For research use only. Not for use in or on humans or animals or for diagnostics. It is the responsibility of the user to comply with all local/state and federal rules in the use of this product. Hycult Biotech is not responsible for any patent infringements that might result from the use or derivation of this product. | IHC-P: High temperature citrate pretreatment was used. Fixing the tissue longer than 24 hours leads to masking or destruction of podoplanin antigen. W: A reduced or non-reduced sample treatment and SDS-Page can be used. The band size is ~40 kDa. | Aggrus, Glycoprotein 36, Gp36, PA2.26 antigen, T1-alpha, T1A
https://www.hycultbiotech.com/products/types/hm6011-1 | Lipopolysaccharide Core, mAb WN1 222-5 | 20 µg | Functional studies, Immuno assays, Paraffin sections, Western blot |  | The mouse monoclonal antibody clone WN1 222-5 recognizes the core region of lipopolysaccharide (LPS), whereas it lacks reactivity with free lipid A and Rd2 or smaller LPS. LPS is a constituent of the outer membrane of the cell wall of certain types of Gram-negative bacteria, such as E. coli, Salmonella, Shigella, Pseudomonas, Neisseria, Haemophilus, and some other lesser known pathogens. The endotoxins of Gram-negative bacteria are LPS molecules with three distinct domains referred to as lipid A, core oligosaccharide and O-polysaccharide. The lipid A and core oligosaccharide comprise the endotoxin core and are relatively conserved among different Gram-negative bacterial species. The O-polysaccharides show wide structural diversity and give rise to the O-specificity of different strain and species serotypes. Lipid A is the toxic moiety of endotoxin, and is covalently linked to core oligosaccharide in all LPS. Rough (R) bacteria lack the O-polysaccharide of their smooth (S) strain bacteria counterparts, and different rough mutant bacteria have been isolated expressing a range of incomplete core oligosaccharide structures ranging from complete core (Ra) to deep-rough (Re) mutants expressing only lipid A linked to inner-core KDO residues. During life, humans as well as other vertebrates, are often exposed to LPS, for instance by enterobacteria. While growing, enterobacteria releases small amounts of endotoxins. Predominant part of the endotoxins stay on the cell wall until the bacterium disintegrates. Endotoxins are heat stable, so even boiling the infected material for 30 minutes will not denature it. Watery diarrhea is caused by released LPS that interacts with the digestive track intestine. Cells and tissue can be destroyed by the LPS resulting in inflammation. Furthermore, LPS is a causal factor of NEC (necrotizing enterocolitis), a disorder found mostly in newborn infants. If LPS gains entry to the bloodstream, it can bind the host cells, such as macrophages. LPS responses are complicated and involve complexes of LPS-binding protein (LBP), soluble and/or membrane bound CD14 and Toll like receptor 4 ( TLR4). LBP is a serum protein that catalyzes LPS recognition by CD14. Recognition of LPS triggers a cascade of adverse systemic responses and organ failure (septic shock). | Monoclonal antibodies | 0.2 ml (100 μg/ml) 0.2 μm filtered protein G purified antibody solution in PBS, containing 0.1% bovine serum albumin. The endotoxin concentration is < 24 EU/mg, determined with HIT302 LAL Assay. | Dilutions to be used depend on detection system applied. It is recommended that users test the reagent and determine their own optimal dilutions. The typical starting working dilution is 1:50. | 10E8 heat-killed bacteria | Mouse IgG2a | N/A | 1. Di Padova, FE et al; Identification of widely cross-reactive and cross-protective anti-LPS core monoclonal antibodies (Mabs). Infect Immun 1993, 61:3863 2. Bahrami, S et al; Monoclonal antibody to endotoxin attenuates hemorrhage-induced lung injury and mortality in rats. Crit Care Med 1997, 25: 1030 3. Pollack, M et al; Dual effects of lipopolysaccharide (LPS) antibodies on cellular uptake of LPS and LPS-induced proinflammatory functions. J Immunol 1997, 151: 3519 4. Müller-Loennies, S et al; Identification of a cross-reactive epitope widely present in lipopolysaccharide from enterobacteria and recognized by the cross protective monoclonal antibody WN1 222-5. J Biol Chem 2003, 278: 25618 5. Tsuneyoshi, N et al; The functional and structural properties of MD-2 required for lipopolysaccharide binding are absent in MD-1. J Immunol 2005, 174: 340 6. Estes, J et al; Damaged intestinal epithelial integrity linked to microbial translocation in pathogenic simian immunodeficiency virus infections. PLOS pathogens 2010, 6: e1001052 7. Wang, A et al; Anti-LPS Test Strip for the Detection of Food Contaminated with Salmonella and E. coli. Microbial Biochem Technol 2011, 3:2 8. Barclay, G et al; Monoclonal Antibodies to Endotoxin Core Segregate into Families of Specificity and Cross-Reactivity to Lipopolysaccharides in ELISA by Correlation Cluster Analysis. 9. Cosgrove, C et al; Early and nonreversible decrease of CD161++/MAIT cells in HIV infection. Blood 2013, 121: 951 10. Ruan, X et al. In Vitro O-Antigen Ligase Assay. Methods Mol Biol 2013, 1022: 185 11. Belcher, J et a; Heme triggers TLR4 signaling leading to endothelial cell activation and vaso-occlusion in murine sickle cell disease. Blood 2014, 123: 377 | Product should be stored at 4 °C. Under recommended storage conditions, product is stable for at least one year. The exact expiry date is indicated on the label | For research use only. Not for use in or on humans or animals or for diagnostics. It is the responsibility of the user to comply with all local/state and federal rules in the use of this product. Hycult Biotech is not responsible for any patent infringements that might result from the use or derivation of this product. | W: A non-reduced sample treatment and SDS-PAGE was used (Ref. 1 and 5). IHC-P: Antigen retrieval was performed by heating sections in 1x DIVA Decloaker reagent. As positive control gut or lymph node of SIV-infected rhesus macaques was used and as negative control gut or lymph node of non-SIV-infected rhesus macaques (Ref.6). | LPS core
https://www.hycultbiotech.com/products/types/hm6008-1 | Shigatoxin 2, mAb 11E10 | 20 µg | Functional studies, Immuno assays, Western blot |  | The monoclonal antibody 11E10 recognizes the 2A subunit of Shiga-like toxin 2. Shiga-like toxins (SLTs), are also called Verotoxins. Enterohemorrhagic Escherichia coli (EHEC) strains which are primarily of serotypes 0157:H7, 026:H11, and O111:H8 have been incriminated as etiologic agents of hemorrhagic colitis and Hemolytic-uremic syndrome, a generalized disease characterized by acute renal failure, thrombocytopenia, and microangiopathic hemolytic anemia. There are several distinct E.coli SLTs. SLT-I and SLT-II are produced by EHEC. SLT-I and Shiga toxin share;99% deduced amino acid sequence homology, whereas SLT-I and SLT-II share about 60% deduced amino acid sequence homology. SLT-I and SLT-II are antigenically distinct. Antibodies to SLT-II can also neutralize a variant of SLT-II (designated SLT-Iiv) produced by strains of E.coli that cause edema. SLT-IIv is cytotoxic for Vero but not HeLa cells, distinguishing it from SLT-II. The protein structure of the toxin consists of two domains: the A polypeptide that inhibits protein synthesis by targeting ribosomes, and the B polypeptide pentamer that binds to the eukaryotic cell receptor globotriaosylceramide (Gb3) leading to receptor-mediated endocytosis. | Monoclonal antibodies | 0.2 ml (100 µg/ml) 0.2 µm filtered antibody solution in PBS, containing 0.1% bovine serum albumin. | For Western blotting dilutions to be used depend on detection system applied. It is recommended that users test the reagent and determine their own optimal dilutions. The typical starting working dilution is 1:10. For inhibition of biological activity in vitro dilutions have to be made according to the amounts of toxin to be inactivated. |  | Mouse IgG1 | N/A | 1. Perera, L et al; Isolation and characterization of monoclonal antibodies to Shiga-like toxin II of enterohemorrhagic Escherichia coli and use of the monoclonal antibodies in a colony enzyme-linked immunosorbent assay. J Clin Microbiol 1988, 26: 2127 2. Smith, M et al; Development of a hybrid Shiga holotoxoid vaccine to elict heterologous protection against Shiga toxins types 1 and 2. Vaccine 2006, 24: 4122 3. Smith, M et al; The 13C3 monoclonal antibody that neutralizes Shiga toxin type 1 (Stx1) recognizes three regions on the Stx1 subunit and prevents Stx1 from binding to its eukaryotic receptor globotriaosylceramide. Infect Immun 2006, 74: 6992 | Product should be stored at 4 °C. Under recommended storage conditions, product is stable for one year. | For research use only. Not for use in or on humans or animals or for diagnostics. It is the responsibility of the user to comply with all local/state and Federal rules in the use of this product. Hycult Biotech is not responsible for any patent infringements that might result with the use of or derivation of this product.
https://www.hycultbiotech.com/products/types/hm6007-1 | Shigatoxin 1, mAb 13C4 | 20 µg | Functional studies, Immuno assays, Western blot |  | The monoclonal antibody 13C4 recognizes the 1B subunit of Shiga-like toxin 1. Shiga-like toxins (SLTs), are also called Verotoxins. Enterohemorrhagic Escherichia coli (EHEC) strains which are primarily of serotypes 0157:H7, 026:H11 and O111:H8 have been incriminated as etiologic agents of hemorrhagic colitis and Hemolytic-uremic syndrome, a generalized disease characterized by acute renal failure, thrombocytopenia, and microangiopathic hemolytic anemia. There are several distinct E.coli SLTs. SLT-I and SLT-II are produced by EHEC. SLT-I and Shiga toxin share;99% deduced amino acid sequence homology, whereas SLT-I and SLT-II share about 60% deduced amino acid sequence homology. SLT-I and SLT-II are antigenically distinct. The protein structure of the toxin consists of two domains: the A polypeptide that inhibits protein synthesis by targeting ribosomes, and the B polypeptide pentamer that binds to the eukaryotic cell receptor globotriaosylceramide (Gb3) leading to receptor-mediated endocytosis. | Monoclonal antibodies | 0.2 ml (100 µg/ml) 0.2 µm filtered antibody solution in PBS, containing 0.1% bovine serum albumin. | For Western blotting dilutions to be used depend on detection system applied. It is recommended that users test the reagent and determine their own optimal dilutions. The typical starting working dilution is 1:10. For inhibition of biological activity in vitro dilutions have to be made according to the amounts of toxin to be inactivated. |  | Mouse IgG1 | N/A | 1. Strockbine, N et al; Characterization of monoclonal antibodies against Shiga-like toxin from Escherichia coli. Infect Immun 1985, 50: 695 2. Smith, M et al; Development of a hybrid Shiga holotoxoid vaccine to elict heterologous protection against Shiga toxins types 1 and 2. Vaccine 2006, 24: 4122 3. Smith, M et al; The 13C3 monoclonal antibody that neutralizes Shiga toxin type 1 (Stx1) recognizes three regions on the Stx1 subunit and prevents Stx1 from binding to its eukaryotic receptor globotriaosylceramide. Infect Immun 2006, 74: 6992 | Product should be stored at 4 °C. Under recommended storage conditions, product is stable for one year. | For research use only. Not for use in or on humans or animals or for diagnostics. It is the responsibility of the user to comply with all local/state and Federal rules in the use of this product. Hycult Biotech is not responsible for any patent infringements that might result with the use of or derivation of this product.
https://www.hycultbiotech.com/products/types/hm6006-1 | CNF1/CNF2, mAb JC4 | 20 µg | Functional studies, Immuno assays, Western blot |  | The monoclonal antibody JC4 is specific for Cytotoxic necrotizing factor type 1 and the highly related Cytotoxic necrotizing factor type 2 (CNF1 and CNF2) of uropathogenic Escherichia coli. CNF1 and 2 belong to a family of bacterial toxins that target the small GTP-binding Rho proteins that regulate the actin cytoskeleton. Members of this toxin family typically inactivate Rho; however, CNF1 and the CNF2 activate Rho by deamidation. CNF1 is more frequently associated with E.coli strains that cause extraintestitinal infections in humans, particularly those of the urinary tract (such as cystitis, pyelonephritis and prostatitis). In CNF1-producing uropathogenic E. coli strains, CNF1 is chromosomally encoded and typically resides on a pathogenicity island that also contains hemolysin and P fimbria- related genes. Both CNF1 and the highly related, plasmid-encoded CNF2 are monomeric, cytoplasmic toxins of approximately 115 kDa. CNF1 can be structurally organized into three functional domains the N-terminal binding domain, central and the C-terminal domain. The latter exhibits the catalytic activity of the toxin. Monoclonal antibody JC4 recognizes an epitope between amino acids 169 to 191 of the N-terminal binding domain. JC4 neutralizes only CNF1. | Monoclonal antibodies | 0.2 ml (100 µg/ml) 0.2 µm filtered antibody solution in PBS, containing 0.1% bovine serum albumin. | For Western blotting dilutions to be used depend on detection system applied. It is recommended that users test the reagent and determine their own optimal dilutions. The typical starting working dilution is 1:10. For inhibition of biological activity in vitro dilutions have to be made according to the amounts of CNF1 or CNF2 to be inactivated. |  | Mouse IgG2a | N/A | 1. Meysick, K et al; Epitope mapping of monoclonal antibodies capable of neutralizing cytotoxic necrotizing factor type 1 of uropathogenic Escherichia coli. Infect Immun 2001, 69: 2066 2. McNichol, B et al; Two domains of cytotoxic necrotizing factor type 1 bind the cellular receptor, laminin receptor precursor protein. Infect Immun 2007, 75: 5095 | Product should be stored at 4 °C. Under recommended storage conditions, product is stable for one year. | For research use only. Not for use in or on humans or animals or for diagnostics. It is the responsibility of the user to comply with all local/state and Federal rules in the use of this product. Hycult Biotech is not responsible for any patent infringements that might result with the use of or derivation of this product.
https://www.hycultbiotech.com/products/types/hm6005-1 | CNF1, mAb NG8 | 20 µg | Functional studies, Immuno assays, Western blot |  | The monoclonal antibody NG8 is specific for Cytotoxic necrotizing factor type 1 (CNF1) of uropathogenic Escherichia coli. CNF1 and CNF2 belong to a family of bacterial toxins that target the small GTP-binding Rho proteins that regulate the actin cytoskeleton. Members of this toxin family typically inactivate Rho; however, CNF1 and the highly related CNF2 activate Rho by deamidation. CNF1 is more frequently associated with E.coli strains that cause extraintestitinal infections in humans, particularly those of the urinary tract (such as cystitis, pyelonephritis and prostatitis). In CNF1-producing uropathogenic E. coli strains, CNF1 is chromosomally encoded and typically resides on a pathogenicity island that also contains hemolysin and P fimbria- related genes. Both CNF1 and the highly related, plasmid-encoded CNF2 are monomeric, cytoplasmic toxins of approximately 115 kDa. CNF1 can be structurally organized into three functional domains the N-terminal, central and the C-terminal domain. The latter exhibits the catalytic activity of the toxin. Monoclonal antibody NG8 recognizes an epitope between amino acids 704 and 730 of the C-terminal enzymatic domain. NG8 specifically neutralizes CNF1 while lacking activity for CNF2. | Monoclonal antibodies | 0.2 ml (100 µg/ml) 0.2 µm filtered antibody solution in PBS, containing 0.1% bovine serum albumin. | For Western blotting dilutions to be used depend on detection system applied. It is recommended that users test the reagent and determine their own optimal dilutions. The typical starting working dilution is 1:10. For inhibition of biological activity in vitro dilutions have to be made according to the amounts of CNF1 to be inactivated. |  | Mouse IgG2a | N/A | 1. Meysick, K et al; Epitope mapping of monoclonal antibodies capable of neutralizing cytotoxic necrotizing factor type 1 of uropathogenic Escherichia coli. Infect Immun 2001, 69: 2066 2. McNichol, B et al; Two domains of cytotoxic necrotizing factor type 1 bind the cellular receptor, laminin receptor precursor protein. Infect Immun 2007, 75: 5095 | Product should be stored at 4 °C. Under recommended storage conditions, product is stable for one year. | For research use only. Not for use in or on humans or animals or for diagnostics. It is the responsibility of the user to comply with all local/state and Federal rules in the use of this product. Hycult Biotech is not responsible for any patent infringements that might result with the use of or derivation of this product.
https://www.hycultbiotech.com/products/types/hm6004-1 | CHIPS, N-terminus, mAb JNC1 | 20 µg | Flow cytometry, Frozen sections, Functional studies, Immuno assays, Paraffin sections, Western blot |  | The bacterial pathogen Staphylococcus aureus is insensitive to antimicrobial host defense peptides such as defensins, protegrins, platelet microbicidal proteins and bacteriocins. Staphylococci have developed various resistance mechanisms including those specific for bacteriocins and several host defense peptides. A protein belonging to the resistance mechanism of Staphylococcus aureus is known as CHIPS (Chemotaxis Inhibiting Protein of Staphylococcus aureus). CHIPS is a protein produced by Staphylococcus aureus that inhibits chemotaxis of neutrophils by blocking the Formyl Peptide Receptor (FPR) and C5a Receptor on neutrophils. CHIPS and antibodies against CHIPS can be useful for various experimental infection models of Staphylococcus aureus. Furthermore these reagents can be of help in studies on the role of FPR and C5a in inflammatory processes. Monoclonal antibody JNC1 reacts with the N-terminus of CHIPS. | Monoclonal antibodies | 0.2 ml (100 µg/ml) 0.2 µm filtered antibody solution in PBS, containing 0.1% BSA. | For immunohistology, Western blot and flow cytometry dilutions to be used depend on detection system applied. It is recommended that users test the reagent and determine their own optimal dilutions. The typical starting working dilution is 1:10 for flow cytometry and 1:100 for Western blot and immunohistology. Before use in biological assays, the product must be filter sterilized and depending on the concentration to be used dialyzed against culture medium to remove the sodium azide added. Please inquire for availability of azide free solutions. |  | Mouse IgG1 | N/A |  | Product should be stored at 4 °C. Under recommended storage conditions, product is stable for one year. | For research use only. Not for use in or on humans or animals or for diagnostics. It is the responsibility of the user to comply with all local/state and Federal rules in the use of this product. Hycult Biotech is not responsible for any patent infringements that might result with the use of or derivation of this product.
https://www.hycultbiotech.com/products/types/hm6003-1 | CHIPS, C-terminus, mAb JCC1 | 20 µg | Flow cytometry, Frozen sections, Functional studies, Immuno assays, Paraffin sections, Western blot |  | The bacterial pathogen Staphylococcus aureus is insensitive to antimicrobial host defense peptides such as defensins, protegrins, platelet microbicidal proteins and bacteriocins. Staphylococci have developed various resistance mechanisms including those specific for bacteriocins and several host defense peptides. A protein belonging to the resistance mechanism of Staphylococcus aureus is known as CHIPS (Chemotaxis Inhibiting Protein of Staphylococcus aureus). CHIPS is a protein produced by Staphylococcus aureus that inhibits chemotaxis of neutrophils by blocking the Formyl Peptide Receptor (FPR) and C5a Receptor on neutrophils. CHIPS and antibodies against CHIPS can be useful for various experimental infection models of Staphylococcus aureus. Furthermore these reagents can be of help in studies on the role of FPR and C5a in inflammatory processes. Monoclonal antibody JCC1 reacts with the C-terminus of CHIPS. | Monoclonal antibodies | 0.2 ml (100 µg/ml) 0.2 µm filtered antibody solution in PBS, containing 0.1% BSA. | For immunohistology, Western blot and flow cytometry dilutions to be used depend on detection system applied. It is recommended that users test the reagent and determine their own optimal dilutions. The typical starting working dilution is 1:10 for flow cytometry and 1:100 for Western blot and immunohistology. |  | Mouse IgG1 | N/A |  | Product should be stored at 4 °C. Under recommended storage conditions, product is stable for one year. | For research use only. Not for use in or on humans or animals or for diagnostics. It is the responsibility of the user to comply with all local/state and Federal rules in the use of this product. Hycult Biotech is not responsible for any patent infringements that might result with the use of or derivation of this product.
https://www.hycultbiotech.com/products/types/hm4006-1 | VCAM-1, Human, mAb 1G11B1 | 20 µg | Flow cytometry, Frozen sections, Functional studies, Immuno fluorescence, Immuno precipitation |  | The monoclonal antibody 1G11B1 recognizes vascular cell adhesion molecule-1 (VCAM-1). VCAM-1 is a member of the immunoglobulin superfamily of adhesion molecules, which includes ICAMs, PECAM-s and MADCAM, and is involved in leukocyte-endothelial cell interactions. The immunoglobulin superfamily is a type I transmembrane protein characterized by extracellular immunoglobin domains, a transmembrane region and a cytoplasmic tail. They are essential for the development of the embryo and for immune and inflammatory responses. These transmembrane glycoproteins mediate cell interaction with, and adhesion to, other cells and the extracellular matrix. VCAM-1 contains six immunoglobulin domains of the H-type and interacts with VLA-4 expressed on leukocytes. Multiple adhesion molecules play a role in leukocyte recruitment. The process of migration of a leukocyte through the vascular endothelium consists of the following steps: leukocyte-endothelium interaction (first tethering and rolling and than adhesion) and transendothelial migration. VCAM-1 is almost not expressed under physiological conditions. However, under appropriate pro-inflammatory conditions where the endothelium is exposed to inflammatory cytokines such as tumour necrosis factor-α or IL-1b and becomes activated, VCAM-1 gene expression is rapid elevated by the vascular endothelium. There is also a soluble form of VCAM-1 which is angiogenic and chemotactic for endothelial cells. sVCAM-1 is up-regulated in several disease states (eg, myocardial infarction, type 2 diabetes mellitus, primary antiphospholipid syndrome, and rheumatoid arthritis). | Monoclonal antibodies | 0.2 ml (100 µg/ml) 0.2 µm filtered antibody solution in PBS, containing 0.1% bovine serum albumin | For immunohistochemistry, dilutions to be used depend on detection system applied. It is recommended that users test the reagent and determine their own optimal dilutions. The typical starting working dilution is 1:50. | Full length protein | Mouse IgG1 | Human | 1. Thornhill, M et al; Tumor necrosis factor combines with IL-4 or IFN-gamma to selectively enhance endothelial cells adhesiveness for T cells. The contribution of vascular cell adhesion molecule-1-dependent and -independent binding mechanisms. J Immunology 1991, 146: 592 2. Van der Vieren, M. et al; The Leukocyte Integrin alpha4beta2- binds VCAM-1: Evidence for a binding interface between I domain and VCAM-1. J Immunol 1999, 163:1984 3. Dienst, A et al; Specific occlusion of murine and human tumor vasculature by VCAM-1-Targeted recombinant fusion protein. J Natl Cancer Inst 2005, 97 :733 4. Wijbrandt, C et al; The clinical response to infliximab in rheumatoid arthritis is in part dependent on pretreatment tumour necrosis factor ; expression in the synovium. Ann Rheum Dis 2008, 67:1139 5. Roussel, L et al; IL-17 Promotes p38 MAPK-dependent endothelial activation enhancing- neutrophil recruitment to sites of inflammation. J immunol. 2010, 184:4531 | Product should be stored at 4 °C. Under recommended storage conditions, product is stable for at least one year. The exact expiry date is indicated on the label. | For research use only. Not for use in or on humans or animals or for diagnostics. It is the responsibility of the user to comply with all local/state and federal rules in the use of this product. Hycult Biotech is not responsible for any patent infringements that might result from the use or derivation of this product. | F: Cryostatic sections were fixed in acetone, and incubated with mAb at 10 µg/ml in PBS/0.1% tween20 FC: 1 µg mAb per 1x105 cells FS: Stimulated EC were preincubated for 30' at 37 °C with mAb and than used in adhesion assay with T-cells IP: precleared EC lysates were immunoprecipitated with mAB and analyzed by 7.5% SDS-PAGE under reducing conditions | CD106, INCAM-100, L1CAM, MGC99561; DKFZp779G2333
https://www.hycultbiotech.com/products/types/hm4003-1 | E-selectin, Human, mAb ENA2 | 20 µg | Frozen sections, Functional studies, Immuno assays, Immuno fluorescence |  | ENA2 reacts with E-selectin CD62-E, previous designated the Endothelial Leucocyte Adhesion Molecule-1 (ELAM-1). The antibody reacts with human endothelial cells activated with TNF-alpha, IL-1 or endotoxin. The antibody was found to react also with cells transfected with the E-selectin gene. The antibody inhibits the adhesion of granulocytes both neutrophilic and eosinophilic. | Monoclonal antibodies | 0.2 ml (100 μg/ml) 0.2 μm filtered antibody solution in PBS, containing 0.1% bovine serum albumin. | For immunohistochemistry, dilutions to be used depend on detection system applied. It is recommended that users test the reagent and determine their own optimal dilutions. The typical starting working dilution is 1:50. For functional studies, in vitro dilutions have to be optimized in user’s experimental setting. |  | Mouse IgG1 | Human | 1. Leeuwenberg, JFM et al; Induction of an activation antigen on human endothelial cells in vitro. Eur J Immunol 1989, 19: 715 2. Leeuwenberg, JFM et al; Adhesion of polymorphonuclear cells to human endothelial cells. Adhesionmolecule dependent, and Fc-receptor-mediated adhesion-molecule-independent mechanisms. Clin and Exp Immunol 1990, 81: 496 3. Leeuwenberg, JFM et al; Functional polymorphism of IgG FcRII (CD32) on human neutrophils. Immunology 1990, 71: 301 4. Leeuwenberg, JFM et al; Interferon-gamma regulates the expression of an adhesion molecule ELAM-1 and IL-6 production by human endothelial cells in vitro. J Immunology 1990, 145: 2110 | Product should be stored at 4 °C. Under recommended storage conditions, product is stable for one year. | For research use only. Not for use in or on humans or animals or for diagnostics. It is the responsibility of the user to comply with all local/state and Federal rules in the use of this product. Hycult Biotech is not responsible for any patent infringements that might result with the use of or derivation of this product. | FS: the antibody can be used for adhesion inhibition studies for which the antibody is most efficient and prevents adhesion of leucocytes via Fc receptors. (Ref.3) IF: In vitro cultured cells can be fixed with 1% paraformaldehyde and kept in PBS plus azide before staining. Tissue sections are advised to be fixed for 10 min in pure acetone and followed by incubation for 10 min in chloroform. Incubation with a pretested dilution of the antibody is advised to be followed by a biotin conjugated anti-murine Ig and a further incubation with an enzyme (alkaline phosphatase) conjugated streptavidin. For selection of the most useful dilution in a given situation a test staining with cells or tissue known to express the antigen should be performed. To this end either cultured endothelial cells or a small fresh skin biopsy can be incubated for 4 hours with TNF-alpha (1 ng/ml), IL-1 (100 U/ml) or LPS (1 μg/ml) in tissue culture medium at 37°C. As negative control it is advised to use a control murine IgG1 antibody.
https://www.hycultbiotech.com/products/types/hm4001-1 | E-selectin, Human, mAb ENA1 | 20 µg | Frozen sections, Functional studies, Immuno assays, Immuno precipitation |  | ENA1 reacts with E-selectin CD62-E, previous designated the Endothelial Leucocyte Adhesion Molecule-1 (ELAM-1). The antibody reacts with human endothelial cells activated with TNF-alpha, IL-1 or endotoxin. The antibody was found to react also with cells transfected with the E-selectin gene. The antibody inhibits the adhesion of granulocytes both neutrophilic and eosinophilic. | Monoclonal antibodies | 0.2 ml (100 µg/ml) 0.2 µm filtered antibody solution in PBS, containing 0.02% sodium azide and 0.1% bovine serum albumin. | For immunohistology dilutions to be used depend on detection system applied. It is recommended that users test the reagent and determine their own optimal dilutions. The typical starting working dilution is 1:10. In vitro cultured cells can be fixed with 1% paraformaldehyde and kept in PBS plus azide before staining. Tissue sections are advised to be fixed for 10 min in pure acetone and followed by incubation for 10 min in chloroform. Incubation with a pretested dilution of the antibody is advised to be followed by a biotin conjugated anti-murine Ig and a further incubation with an enzyme (alkaline phosphatase) conjugated streptavidin. For selection of the most useful dilution in a given situation a test staining with cells or tissue known to express the antigen should be performed. To this end either cultured endothelial cells or a small fresh skin biopsy can be incubated for 4 hours with TNF-alpha (1 ng/ml), IL-1 (100 U/ml) or LPS (1 µg/ml) in tissue culture medium at 37 °C. As negative control it is advised to use a control murine IgGantibody. |  | Mouse IgG1 | Human | 1. Leeuwenberg, JFM et al; Induction of an activation antigen on human endothelial cells in vitro. Eur J Immunol 1989, 19: 715 2. Leeuwenberg, JFM et al; Adhesion of polymorphonuclear cells to human endothelial cells. Adhesionmolecule dependent, and Fc-receptor-mediated adhesion-molecule-independent mechanisms. Clin and Exp Immunol 1990, 81: 496 3. Leeuwenberg, JFM et al; Functional polymorphism of IgG FcRII (CD32) on human neutrophils. Immunology 1990, 71: 301 4. Leeuwenberg, JFM et al; Interferon-gamma regulates the expression of an adhesion molecule ELAM-1 and IL-6 production by human endothelial cells in vitro. J Immunology 1990, 145: 2110 | Product should be stored at 4 °C. Under recommended storage conditions, product is stable for one year. | For research use only. Not for use in or on humans or animals or for diagnostics. It is the responsibility of the user to comply with all local/state and Federal rules in the use of this product. Hycult Biotech is not responsible for any patent infringements that might result with the use of or derivation of this product.
https://www.hycultbiotech.com/products/types/hm3042-1 | MCL, Rat, mAb WEN42 | 20 µg | Flow cytometry, Frozen sections, Functional studies, Immuno precipitation, Western blot |  | The monoclonal antibody WEN42 recognizes rat macrophage C-type lectin (MCL). C-type lectin receptors (CLRs) have recently been identified as a fourth family of pattern-recognition receptors for pathogen associated molecular patterns, following TLRs, Nod-like receptors and RIG-I-like receptors. MCL is a membrane surface receptor encoded by the Antigen Presenting Lectin-like gene Complex (APLEC).The complex consists of seven related C-type lectin receptor genes, namely, Dendritic Cell Activating Receptor (DCAR), Dendritic Cell Inhibitory Receptor 1, 2, 3 and 24 (DCIR), Macrophage C-type lectin (MCL) and Macrophage inducible C-type lectin (Mincle). MCL is a type II transmembrane protein with a single extracellular C-terminal C-type lectin-like domain. C-type lectins are functionally diverse. Human MCL is expressed on macrophages (synovial, peritoneal, and blood monocyte-derived), Langerhans cells and on neutrophils, monocytes and immature and mature DCs. In rats, expression of MCL has been detected on macrophages, neutrophils, DCs, B cells, and T cells. Their presence on the surface of immune cells and their potential for recognizing polysaccharide structures suggests a central role as pattern-recognition receptors (PRR) in the innate immune system. Despite the growing amount of data describing expression and function of the APLEC receptors, very little has been reported about MCL in general and the rat MCL in particular. Studies investigating the role of MCL has demonstrated that MCL is capable of inducing phagocytosis, cytokine production and oxidative burst, suggesting an activating role for this protein in the immune response. WEN42 does not bind to cells transfected with human MCL or with other APLEC receptors. | Monoclonal antibodies | 0.2 ml (100 µg/ml) 0.2 µm filtered antibody solution in PBS, containing 0.1% bovine serum albumin. | For immunohistochemistry, flow cytometry, immunoprecipitation and Western blotting, dilutions to be used depend on detection system applied. It is recommended that users test the reagent and determine their own optimal dilutions. The typical starting working dilution is 1:50. | BWZ.36 cell expressing chimeric MCL | Mouse IgG2a | Rat | 1. Lobato-Pascual, A et al; Rat macrophage C-type lectin is an activating receptor expressed by phagocytic cells. PLoS ONE 2013, 8: e57406 2. Lobato-Pascual, A et al; Mincle, the receptor for mycobacterial cord factor, forms a functional receptor complex with MCL and FcεRI-γ. Eur J Immunol 2013, 43: 3167 | Product should be stored at 4°C. Under recommended storage conditions, product is stable for at least one year. The exact expiry date is indicated on the label. | For research use only. Not for use in or on humans or animals or for diagnostics. It is the responsibility of the user to comply with all local/state and federal rules in the use of this product. Hycult Biotech is not responsible for any patent infringements that might result from the use or derivation of this product. | F: Frozen splenic sections were fixed in acetone and incubated with WEN42. MHC class I was used as an isotype control (Ref.1). FC: Rat MCL is expressed on the extracellular domain of monocytes, macrophages and granulocytes (Ref.1). FS: beads coated with anti-MCL antibody increased phagocytosis in the RMW cells (Ref. 1). | Marcophage C-type lectin, CLR, CLECS89, CLEC4D
https://www.hycultbiotech.com/products/types/hm3041-1 | Mincle, Rat, mAb WEN43 | 20 µg | Flow cytometry, Functional studies |  | The monoclonal antibody WEN43 recognizes rat macrophage inducible C-type lectin (Mincle). This receptor is a member of the C-type lectin/C-type lectin-like domain (CTL/CTLD) superfamily. Members of this family share a common protein fold and have diverse functions, such as cell adhesion, cell-cell signaling, glycoprotein turnover, and roles in inflammation and immune response. For instance, Mincle is involved in mediating inflammatory responses to necrotic cells and is a pathogen sensor for Mycobacterium tuberculosis. It is a member of the Dendritic Cell Inhibitory Receptor (DCIR) group of C-type lectin receptors (CLRs), which are expressed mainly by antigen presenting cells and are encoded in a cluster in the natural killer gene complex. CLRs play crucial roles in defense against pathogens and recognize a variety of carbohydrate moieties. Ligand binding to CLRs leads to the activation of NF-kB via a Syk/CARD9 signaling module. Mincle was originally identified as a lipopolysaccharide-inducible protein in macrophages and has been shown to stimulate inflammatory responses to fungi, although the ligands and signaling pathways involved have not been defined. WEN43 does not bind to other receptors in the rat APLEC family. | Monoclonal antibodies | 0.2 ml (100 µg/ml) 0.2 µm filtered antibody solution in PBS, containing 0.1% bovine serum albumin. | For flow cytometry, dilutions to be used depend on detection system applied. It is recommended that users test the reagent and determine their own optimal dilutions. The typical starting working dilution is 1:50. For functional studies, in vitro dilutions have to be optimized in user’s experimental setting. | Rat mincle-Fcgamma2b fusion protein | Mouse IgG1 | Rat | 1. Lobato-Pascual, A et al; Mincle, the receptor for mycobacterial cord factor, forms a functional receptor complex with MCL and FcεRI-γ. Eur J Immunol 2013, 43: 3167 | Product should be stored at 4°C. Under recommended storage conditions, product is stable for at least one year. The exact expiry date is indicated on the label. | For research use only. Not for use in or on humans or animals or for diagnostics. It is the responsibility of the user to comply with all local/state and federal rules in the use of this product. Hycult Biotech is not responsible for any patent infringements that might result from the use or derivation of this product. | FC: Antibody WEN43 stains the extracellular domain of Mincle transfected 293 cells. WEN43 does not bind to other receptors in the rat APLEC family (Ref.1). FS: Antibody WEN43 can act complementary in the inhibition of phagocytosis (Ref.1). | Marcophage inducible C-type lectin, CLR, CLECSF9, CLEC4E
https://www.hycultbiotech.com/products/types/hm3037-1 | CD59 Glycoprotein, Rat, mAb TH9 | 20 µg | Flow cytometry, Frozen sections, Functional studies, Western blot |  | The monoclonal antibody TH9 recognizes rat CD59. Rat CD59 was previously known as rat inhibitory protein (RIP) and it is a potent inhibitor of the complement membrane attack complex (MAC) action. CD59 regulates the formation and function of the lytic C5b-9 complex by binding C8 and preventing the unfolding and membrane insertion of C9 and by binding C9 and restricting its polymerization.CD59 is a small (18 - 25 kDa) molecule, linked to the cell membrane through a glycosyl phosphatidylinositol (GPI) anchor and comprising 77 amino acids with a single N-linked carbohydrate group at Asn-18. Analogues of CD59 can be found in all species with similar structures and sizes. In rat, CD59 is expressed on vacular endothelium and circulating cells. In the central nervous system (CNS) of the rat, CD59 is expressed on the Schwann sheath of peripheral nerve fibres and on ependymal cells, but not on glial cells and neurons in the CNS. Rat astrocytes in vitro express CD59 on its surface. CD59 may be involved in rheumatoid arthritis, motor nerve injury in the Guillain-Barré sydrome and in other diseases where defective inhibition of complement activation on self tissue is involved. Furthermore, CD59 may play an important part in abrogating the effects of complement attack in renal disease. Its presence and protective effect have already been demonstrated on human renal cells. | Monoclonal antibodies | 0.2 ml (100 µg/ml) 0.2 µm filtered antibody solution in PBS, containing 0.1% bovine serum albumin. | For immunohistology, flow cytometry and Western blotting, dilutions to be used depend on detection system applied. It is recommended that users test the reagent and determine their own optimal dilutions. The typical starting working dilution is 1:50. For functional studies, in vitro dilutions have to be optimized in user's experimental setting. | Partially purified (FPLC) rat CD59 prep (RIP) | Mouse IgG1 | Rat | 1. Hughes, T et al; Isolation and characterization of a membrane protein from rat erythrocytes which inhibits lysis by the membrane attack complex of rat complement. Biochem J 1992, 284: 169 2. Hughes, T et al; Immunolocalization and characterization of the rat analogue of human CD59 in kidney and glomerular cells. Immunology. 1993, 80: 439 3. Rogers, C et al; Expression and function of membrane regulators of complement on rat astrocytes in culture. Immunology 1996, 88: 153 | Product should be stored at 4 °C. Under recommended storage conditions, product is stable for one year. | For research use only. Not for use in or on humans or animals or for diagnostics. It is the responsibility of the user to comply with all local/state and federal rules in the use of this product. Hycult Biotech is not responsible for any patent infringements that might result from the use or derivation of this product. |  | Membrane attack complex inhibition factor, MACIF, MAC-inhibitory protein, Protectin, CD59
https://www.hycultbiotech.com/products/types/hm3036-1 | DAF, Rat, mAb RDII-24 | 20 µg | Flow cytometry, Frozen sections, Functional studies, Immuno assays, Western blot |  | The monoclonal antibody RDII-24 recognizes complement decay accelerating factor (DAF), also designated as CD55.. Cells express on their surface several proteins which protect against complement attack, namely C receptor I (CR1), decay accelerating factor (DAF), membrane cofactor protein (MCP) and CD59. CR1, DAF and MCP regulate the activation pathways of complement by either accelerating decay of the C3 and C5 convertase (CR1, DAF), or acting as cofactors for the serine protease factor I, which cleaves and irreversibly inactivates C3b (CR1, MCP). Rat DAF (CD55) is a 60 kDa transmembrane protein that binds C3b and C4b to inhibit formation and half-life of the C3 convertases. It belongs to the receptors of complement activation (RCA) family. DAF is broadly distributed among cells in contact with plasma complment proteins, including both haematopoietic and nonhaematopoietic cells. Although DAF does not have an essential role in controlling hemolysis of erythrocytes, it has an important role in regulation of the deposition of C3 on nucleated cells. Together with other complement regulators DAF protects self cells from autologous complement-mediated injury. DAF cooperates with CD46 in circumventing autologous C3 deposition, while CD59 inhibits the pathway at the critical end-point. | Monoclonal antibodies | 0.2 ml (100 µg/ml) 0.2 µm filtered antibody solution in PBS, containing 0.1% bovine serum albumin. | For immunohistology, flow cytometry and Western blotting, dilutions to be used depend on detection system applied. It is recommended that users test the reagent and determine their own optimal dilutions. The typical starting working dilution is 1:50. For functional studies, in vitro dilutions have to be optimized in user&rsquo;s experimental setting. | NIH-3T3 cells expressing GPI-anchored rat DAF | Mouse IgG1 | Rat | 1. Spiller, B et al; Efficient generation of monoclonal antibodies against surface-expressed proteins by hyperexpression in rodent cells. J Immunol Methods 1999, 224: 51 2. Spiller, B et al; Tissue distribution of the rat homologue of decay accelerating factor. Immunol 1999, 97: 374 3. Harris, C et al; Coupling complement regulators to immunoglobulin domains generates effective anti-complement reagents with extended half-life in vivo. Clin Exp Immunol 2002, 129: 198 | Product should be stored at 4 °C. Under recommended storage conditions, product is stable for one year. | For research use only. Not for use in or on humans or animals or for diagnostics. It is the responsibility of the user to comply with all local/state and federal rules in the use of this product. Hycult Biotech is not responsible for any patent infringements that might result from the use or derivation of this product. | W: non-reduced with a band size of 60-70kDa. As positive control CHO-rat DAF hyper-expressing cells were used. | DAF, CD55
https://www.hycultbiotech.com/products/types/hm3035-1 | DAF, Rat, mAb RDIII-7 | 20 µg | Flow cytometry, Frozen sections, Functional studies, Immuno fluorescence, Western blot |  | The monoclonal antibody RDIII-7 recognizes complement decay accelerating factor (DAF), also designated as CD55. RDIII-7 recognizes the common extracellular SCR region of CD55, detecting all isoforms of the protein. Cells express on their surface several proteins which protect against complement attack, namely C receptor I (CR1), decay accelerating factor (DAF), membrane cofactor protein (MCP) and CD59. CR1, DAF and MCP regulate the activation pathways of complement by either accelerating decay of the C3 and C5 convertase (CR1, DAF), or acting as cofactors for the serine protease factor I, which cleaves and irreversibly inactivates C3b (CR1, MCP). Rat DAF (CD55) is a 60 kDa transmembrane protein that binds C3b and C4b to inhibit formation and half-life of the C3 convertases. It belongs to the receptors of complement activation (RCA) family. DAF is broadly distributed among cells in contact with plasma complment proteins, including both haematopoietic and nonhaematopoietic cells. Although DAF does not have an essential role in controlling hemolysis of erythrocytes, it has an important role in regulation of the deposition of C3 on nucleated cells. Together with other complement regulators DAF protects self cells from autologous complement-mediated injury. DAF cooperates with CD46 in circumventing autologous C3 deposition, while CD59 inhibits the pathway at the critical end-point. | Monoclonal antibodies | 0.2 ml (100 µg/ml) 0.2 µm filtered antibody solution in PBS, containing 0.1% bovine serum albumin. | For immunohistology, flow cytometry and Western blotting, dilutions to be used depend on detection system applied. It is recommended that users test the reagent and determine their own optimal dilutions. The typical starting working dilution is 1:50. For functional studies, in vitro dilutions have to be optimized in user's experimental setting. | NIH-3T3 cells expressing GPI-anchored rat DAF | Mouse IgG1 | Rat | 1. Spiller, B et al; Efficient generation of monoclonal antibodies against surface-expressed proteins by hyperexpression in rodent cells. J Immunol Methods 1999, 224: 51 2. Harris, C et al; Human and rodent decay-accelerating factors (CD55) are not species restricted in their complement-inhibiting activities. Immunol 2000, 100: 462 3. Spiller, B et al; Tissue distribution of the rat homologue of decay accelerating factor. Immunol 1999, 97: 374 4. Mizuno, M et al;- Spermatogenic cells distal to the blood-testis barrier in rats lack C3 convertase regulators and may be at risk of complement-mediated injury. J Reprod Immunol 2006, 69: 23 5. Mizuno, M et al;.CD55 in rat male reproductive tissue: Differential expression in testis and expression of a unique truncated isoform on spermatozoa. Mol Immunol 2007, 44: 1613 6. Harris, C et al; Coupling complement regulators to immunoglobulin domains generates effective anti-complement reagents with extended half-life in vivo. Clin Exp Immunol 2002, 129: 198 | Product should be stored at 4 °C. Under recommended storage conditions, product is stable for one year. | For research use only. Not for use in or on humans or animals or for diagnostics. It is the responsibility of the user to comply with all local/state and federal rules in the use of this product. Hycult Biotech is not responsible for any patent infringements that might result from the use or derivation of this product. | W: non-reduced with a band size of 60-70kDa. As positive control CHO-rat DAF hyper-expressing cells were used. FS: RDIII-7 antibody completely blocked the protective effect of expressed rat DAF | DAF, CD55
https://www.hycultbiotech.com/products/types/hm3032-1 | Crry, Rat, mAb TLD-1C11 | 20 µg | Flow cytometry, Frozen sections, Functional studies, Immuno assays, Immuno fluorescence, Western blot |  | The monoclonal antibody TLD-1C11 reacts with rat-complement regulator Crry. Complement comprises a system of soluble serum proteins that, upon activiation by antibody (classical pathway), sugars (lectin pathway), or bacterial and foreign surfaces (alternative pathway), directly causes cell damage. Complement is constantly activated at low levels in serum, requiring cells to be protect themselves from damage. In human, cells are protected from complement-mediated damage by expression of membrane-bound complement regulatory proteins, which act at serveral points along the cascade. Human cells are protected by decay-accelerating factor (DAF, CD55), membrane cofactor protein (MCP, CD46) and membrane attack complex inhibitor protein 1 (MIN1, CD59). Furthermore the rat analogues of DAF, MCP and CD59 have been characterized. Rats and mice express a unique membrane complement regulator of the activating pathways, called complement receptor type-1 related gene Y (Crry). In rats there are two isoforms of Crry, with six or seven short consensus repeats (SCR), encoding 65-70 and 75-85 kDa proteins, respectively, which are both transmembrane anchored. Although Crry has the functional properties of both DAF and MCP, it does not replace them. All rat blood cells express Crry whereas approximately 37 and 39% of the rat T cells express respectively DAF and CD59. Studies in rat revealed that despite lacking DAF and CD59, these double-negative rat T cells were not more susceptible to homologous complement lysis than cells that expressed both DAF and CD59. However, blocking of the only other known rat complement regulator, Crry, enhanced lysis only at the double-negative cells. In rats, Crry exerts powerful control in the activation pathways where it acts both as a cofactor and as a decay accelerator to inactivate convertases. Crry has been succesfully expressed and refolded in bacteria. The refolded protein has full-complement regulatory activity in vitro, and has been applied in rat models of arthritis and other inflammatory diseases. The monoclonal antibody TLD-1C11 can be used to block autoimmune phenomena in rats. | Monoclonal antibodies | 0.2 ml (100 µg/ml) 0.2 µm filtered protein G purified antibody solution in PBS, containing 0.1% bovine serum albumin. |  | rat microglial cells | Mouse IgG1 | Rat | 1. Flaris, N et al; Characterization of microglia and macrophages in the central nervous system of rats: definition of the differential expression of molecules using standard and novel monoclonal antibodies in normal CNS and in four models of parenchymal reaction. Glia 1993, 7: 34 2. McGrath, Y et al; Development of adenovirus vectors encoding rat complement regulators for use in therapy in rodent models of inflammatory diseases. J Immunol 1999, 163: 6834 3. Fraser, D et al; Bacterial expression and membrane targeting of the rat complement regulator Crry: a new model anticomplement therapeutic. Protein Sci 2002, 11: 2512 4. Hanna, S et al; Rat T cells express neither CD55 nor CD59 and are dependent on Crry for protection from homologous complement. Eur J Immunol 2002, 32: 502 | Product should be stored at 4°C. Under recommended storage conditions, product is stable for at least one year. | For research use only. Not for use in or on humans or animals or for diagnostics. It is the responsibility of the user to comply with all local/state and federal rules in the use of this product. Hycult Biotech is not responsible for any patent infringements that might result from the use or derivation of this product. |  | p65, complement receptor type-1 related gene Y
https://www.hycultbiotech.com/products/types/hm3027-1 | SR-BI, Rat, mAb 3D12 | 20 µg | Flow cytometry, Frozen sections, Functional studies |  | Monoclonal antibody 3D12 reacts with rat class B scavenger receptor type I (SR-BI). Scavenger receptors have been studied primarily for their ability to bind and internalize modified lipoproteins. They have been found in the development of atherosclerosis and other macrophage-associated functions. Scavenger receptors also function as pattern recognition receptors for a wide variety of pathogens. This finding indicates a potential role in host defense. SR-BI belongs together with CD36 to the class B scavenger receptor family. SR-BI is a multiligand membrane protein existing in various organs such as the liver and various cell types such as endothelial cells, macrophages, brain cells, Leydig cells and Sertoli cells. SR-BI has been found as a receptor for phospholipids, free and (lipo)protein-bound ApoE, lipid-bound ApoA-I, HDL, hypochlorite-modified LDL and more. In liver, the PDZK-1 (and possible other PDZ domains) of SR-BI has been found to be essential for cell surface expression and, hence, reverse cholesterol transport. In the brain, the presence of SR-BI seems to be involved in the uptake of oxidatively modified lipoproteins and beta-amyloid protein complexed with ApoE, suggesting SR-BI to be an important tool for studies on neurodegenerative disorders. In the testis, SR-BI is expressed in two somatic cell types: Leydig cells and Sertoli cells. SR-BI functions at least partly as a phosphatidyl serine receptor (PSR), enabling Sertoli cells to recognize and phagocytose apoptotic spermatogenic cells at all stages of differentiation. Monoclonal antibody 3D12 blocks the biological activity of rat SR-BI. For example, it inhibits the ability of SR-BI to mediate the corporation of lipids of HDL by SR-BI expressing cells. | Monoclonal antibodies | 0.2 ml (100 µg/ml) 0.2 µm filtered antibody solution in PBS containing 0.1% bovine serum albumin. | For flow cytometry and immunohistology dilutions to be used depend on detection system applied. It is recommended that users test the reagent and determine their own optimal dilutions. The typical starting working dilution is 1:50. For neutralization of biological activity in vitro dilutions have to be made according to the amounts of SR-BI to be inactivated. |  | Mouse IgG1 | Rat | Nakagawa, A et al; Expression and function of class B scavenger receptor type I on both apical and basolateral sides of the plasma membrane of polarized testicular Sertoli cells of the rat. Develop Growth Differ 2004, 46: 283 | Product should be stored at 4 °C. Under recommended storage conditions, product is stable for one year. | For research use only. Not for use in or on humans or animals or for diagnostics. It is the responsibility of the user to comply with all local/state and Federal rules in the use of this product. Hycult Biotech is not responsible for any patent infringements that might result with the use of or derivation of this product.
https://www.hycultbiotech.com/products/types/hm2364-1 | LAIR-1, Human, mAb NKTA255 | 20 µg | Flow cytometry, Functional studies, Immuno assays, Immuno precipitation, Western blot |  | The monoclonal antibody clone NKTA255 recognizes human leukocyte-associated immunoglobulin-like receptor-1 (LAIR-1). The LAIR family consist of at least two members; LAIR-1 (CD305) and LAIR-2 (CD306). To date, several splice variants of LAIR-1 have been identified. LAIR-1 is an inhibitory receptor expressed on most immune cells, like NK cells, T- & B-cells, monocytes, DCs, megakaryocytes, eosinophils, basophils, and mast cells. Especially the expression on pDCs is high. The main ligand of LAIR proteins is collagen. LAIR-1 is a transmembrane receptor with a single extracellular Ig-like domain, a transmembrane region and a cytoplasmic tail. This tail consist of two immunoreceptor tyrosine-based inhibition motif (ITIM) domains, which are responsible for its immunomodulating action. After cross-linking, the tyrosines in the ITIMs become phosphorylated which is required for inhibition of cellular activation. By shedding a soluble variant of the protein arises. sLAIR-1 can be found in healthy individuals and can be used as a marker of lymphocyte activation. sLAIR-1 has been found among others in serum, urine, amniotic fluid, and synovial fluid. Besides collagen, a few other ligands are described like Complement C1q, MBL, and SP-D. Complement activation of the classical pathway is controlled by C1q. By binding of LAIR-1 to C1q, pathway initiation is hampered leading to diminished complement related phagocytosis and immune regulation. The protein has been associated with several (auto-) immune diseases. In rheumatoid arthritis expression is decreased on CD4+ T-cells and high in CD14+ monocytes synovial macrophages. Also in SLE lower levels of LAIR-1 has been found on pDCs. sLAIR-1 might be an indicator of the immune response after virus infection or organ transplants. LAIR-1 modulates apoptosis and cytokine secretion in THP-1 cells. | Monoclonal antibodies | 0.2 ml (100 μg/ml) 0.2 μm protein A purified antibody solution in PBS, containing 0.1% bovine serum albumin. | Dilutions to be used depend on detection system applied. It is recommended that users test the reagent and determine their own optimal dilutions. The typical starting working dilution is 1:50. For functional studies, in vitro dilutions have to be optimized in user’s experimental setting. | Activated NK cells and CD3- thymocytes. | Mouse IgG1 | Human | 1. Zocchi, M et al; Leukocyte-associated Ig-like receptor-1 prevents granulocyte-monocyte colony stimulating factor-dependent proliferation and Akt1/PKB alpha activation in primary acute myeloid leukemia cells. Eur J Immunol 2001, 31:3667 2. Colombo, B et al; Defective Expression and Function of the Leukocyte Associated Ig-like Receptor 1 in B Lymphocytes from Systemic Lupus Erythematosus Patients. PLosONE 2012, 7: e31903 | Product should be stored at 4°C. Under recommended storage conditions, product is stable for at least one year. | For research use only. Not for use in or on humans or animals or for diagnostics. It is the responsibility of the user to comply with all local/state and federal rules in the use of this product. Hycult Biotech is not responsible for any patent infringements that might result from the use or derivation of this product. | IA: HM2364 can be used as both capture and detection antibody. W: A non-reduced and reduced sample treatment and SDS-Page was used. The band size is ~31 kDa. | Leukocyte-associated immunoglobulin-like receptor 1, hLAIR1, CD305 Gene name: LAIR1, CD305
https://www.hycultbiotech.com/products/types/hm2355-1 | Properdin, Human, mAb 3A3E1 | 20 µg | Functional studies, Immuno assays, Western blot |  | Monoclonal antibody HM2355 3A3E1 recognizes human properdin, also called complement factor P. The complement system is the first line of defense against pathogens and facilitates elimination of apoptotic and damaged cells. Positive regulator plasma protein properdin is critical for the alternative pathway of complement. It is a single-chain glycoprotein (ca 53kDa) consisting of six TSR sequences. In the blood it exists as a mixture of preferably head-to-tail trimers, but also dimers and tetramers. The protein is produced by leukocytes, like activated neutrophils monocytes and T-lymphocytes, but also by eg. stressed endothelial cells. Properdin can both initiate and positively regulate the alternative pathway activity together with C3 and factors B, D, I and H. It binds to C3b where It stabilizes the labile C3bBb convertase which is deposited on immune complexes or foreign surfaces. Thereby enhancing the AP by stimulation of amplification of C3bBb-convertase formation in competition with catabolism of C3b by factor I, which uses factor H as a cofactor. The local amplification process leads to the creation of the alternative pathway C5 convertase, C3bBb3b, and initiates the terminal pathway of complement activation. The alternative pathway may account for ca 80% of the terminal pathway activity. Properdin has also been shown to directly limit factor H activity. Recent studies show that properdin is also a pattern-recognition receptor (PRR) able to bind directly to microbial surfaces, apoptotic and necrotic cells (dangerous nonself and altered self). Inappropriate activation or dysregulation of the alternative pathway is a critical factor in development of several autoimmune conditions. Targets opsonized with properdin are labeled for clearance by scavenger cells, even without complement. This makes it a potential therapeutic target in diseases. Recent studies has shown renewed interest in the evaluating role of properdin in disease pathogenesis, like Asthma, arthritis, septic shock, AMD and C3 glomerulopathy. Antibody 3A3E1 can be used in ELISA, western blotting (only non-reduced) and as antibody for functional studies inhibiting the alternative pathway of complement, like the standard erythrocyte AP50 assay. | Monoclonal antibodies | 0.2 ml (100 μg/ml) 0.2 μm protein G purified antibody solution in PBS, containing 0.1% bovine serum albumin. |  | Human properdin purified from human plasma. | Mouse IgG1 | Human | 1. Blatt A et al; Properdin-mediated C5a production enhances stable binding of platelets to granulocytes in human whole blood. J Immunol 2016; 196: 4671 | Product should be stored at 4°C. Under recommended storage conditions, product is stable for one year. | For research use only. Not for use in or on humans or animals or for diagnostics. It is the responsibility of the user to comply with all local/state and federal rules in the use of this product. Hycult Biotech is not responsible for any patent infringements that might result from the use or derivation of this product. | W: A non-reduced sample treatment was used. The band size is 52 kDa. FS: Inhibition of the alternative complement pathway tested with HM2354 as a control for not inhibiting and HM2355 as an inhibition antibody. Different concentrations have been tested (0 – 5 μg/ml). | Complement factor P Gene name: CFP, PFC
https://www.hycultbiotech.com/products/types/hm2354-1 | Properdin, Human, mAb 1G6D2 | 20 µg | Functional studies, Immuno assays, Western blot |  | Monoclonal antibody 1G6D2 recognizes human properdin, also called complement factor P. The complement system is the first line of defense against pathogens and facilitates elimination of apoptotic and damaged cells. Positive regulator plasma protein properdin is critical for the alternative pathway of complement. It is a single-chain glycoprotein (ca 53kDa) consisting of six TSR sequences. In the blood it exists as a mixture of preferably head-to-tail trimers, but also dimers and tetramers. The protein is produced by leukocytes, like activated neutrophils monocytes and T-lymphocytes, but also by eg. stressed endothelial cells. Properdin can both initiate and positively regulate the alternative pathway activity together with C3 and factors B, D, I and H. It binds to C3b where It stabilizes the labile C3bBb convertase which is deposited on immune complexes or foreign surfaces. Thereby enhancing the AP by stimulation of amplification of C3bBb-convertase formation in competition with catabolism of C3b by factor I, which uses factor H as a cofactor. The local amplification process leads to the creation of the alternative pathway C5 convertase, C3bBb3b, and initiates the terminal pathway of complement activation. The alternative pathway may account for ca 80% of the terminal pathway activity. Properdin has also been shown to directly limit factor H activity. Recent studies show that properdin is also a pattern-recognition receptor (PRR) able to bind directly to microbial surfaces, apoptotic and necrotic cells (dangerous nonself and altered self). Inappropriate activation or dysregulation of the alternative pathway is a critical factor in development of several autoimmune conditions. Targets opsonized with properdin are labeled for clearance by scavenger cells, even without complement. This makes it a potential therapeutic target in diseases. Recent studies has shown renewed interest in the evaluating role of properdin in disease pathogenesis, like Asthma, arthritis, septic shock, AMD and C3 glomerulopathy. Antibody 1G6D2 can be used in ELISA, western blotting (only non-reduced) and as negative control antibody for functional studies inhibiting the alternative pathway of complement (Ref 1). | Monoclonal antibodies | 0.2 ml (100 μg/ml) 0.2 μm protein G purified antibody solution in PBS, containing 0.1% bovine serum albumin. |  | Human properdin purified from human plasma. | Mouse IgG1 | Human | 1. Blatt A et al; Properdin-mediated C5a production enhances stable binding of platelets to granulocytes in human whole blood. J Immunol 2016; 196: 4671 | Product should be stored at 4°C. Under recommended storage conditions, product is stable for one year. | For research use only. Not for use in or on humans or animals or for diagnostics. It is the responsibility of the user to comply with all local/state and federal rules in the use of this product. Hycult Biotech is not responsible for any patent infringements that might result from the use or derivation of this product. | W: A non-reduced sample treatment was used. The band size is 52 kDa. FS: Inhibition of the alternative complement pathway tested with HM2354 as a control for not inhibiting and HM2355 as an inhibition antibody. Different concentrations have been tested (0 – 5 μg/ml). | Complement factor P Gene name: CFP, PFC
https://www.hycultbiotech.com/products/types/hm2334-1 | S100A4, Human, mAb 5A3 | 20 µg | Functional studies, Immuno assays, Paraffin sections, Western blot |  | The monoclonal antibody clone 5A3 recognizes S100A4. S100A4 is a member of the S100 family. To date, the family consists of 22 members. S100 proteins are low molecular weight calcium binding proteins. The proteins consist of 2 calcium binding EF-hands located on the termini flanked by hydrophobic hinge regions. Calcium ions acts as a global second messenger involved in the regulation of many aspects of cell function. S100 proteins are involved in sensing and transforming calcium signals to downstream cellular responses. S100 proteins are located in the cytoplasm and/or nucleus of a wide range of cell types and involved in the regulation of cellular processes such as cell cycle progression and differentiation and inflammatory responses. Several S100 members have been found to act as cytokines in inflammation, particularly in autoimmune skin conditions such as psoriasis. S100A4 may function in motility, invasion, and tubulin polymerization. Chromosomal rearrangements and altered S100A4 gene expression have been implicated in tumor metastasis. Studies have shown that S100A4 is involved tumor progression and metastasis in various malignant tumors. Detection of S100A4 expression becomes a promising candidate biomarker in cancer early diagnosis and prediction of cancer metastasis. Therefore S100A4 may have high therapeutic value. | Monoclonal antibodies | 0.2 ml (100 μg/ml) 0.2 μm filtered protein G purified antibody solution in PBS and 0.1% BSA. | Dilutions to be used depend on detection system applied. It is recommended that users test the reagent and determine their own optimal dilutions. The typical starting working dilution is 1:50. | Full length human recombinant protein isolated from E.coli. | Mouse IgG1 | Human |  | Product should be stored at 4°C. Under recommended storage conditions, product is stable for at least one year. | For research use only. Not for use in or on humans or animals or for diagnostics. It is the responsibility of the user to comply with all local/state and federal rules in the use of this product. Hycult Biotech is not responsible for any patent infringements that might result from the use or derivation of this product. | W: A reduced sample treatment and SDS-Page was used. The band size is ~12 kDa. FS: Antibody clone 5A3 can be used as blocking antibody. | Protein S100-A4, Calvasculin, Metastasin, Placental calcium-binding protein, Protein Mts1, S100 calcium-binding protein A4
https://www.hycultbiotech.com/products/types/hm2329-1 | S100A7, Human, mAb 2D9 | 20 µg | Frozen sections, Functional studies, Immuno assays, Immuno fluorescence, Paraffin sections, Western blot |  | Antibody 2D9 recognizes human S100A7 (Psoriasin). S100A7 is a 11.4kDa member of the S100 gene family, which are EF-hand Ca 2+-binding proteins. They are involved in a broad range of intra- and extracellular processes like regulation of calcium homeostasis, cell proliferation, differentiation, apoptosis, immune responses, antimicrobial activity, chemotaxis and inflammation. S100 proteins have a fundamental structural unit which is a highly integrated dimer, some as homodimer and others as heterodimer. S100A7 functions as a homodimer and binds two Zn2+ ions. These ions stabilize the dimer and mediate the function of S100A7 during infection. Extracellular S100A7 functions as a DAMP during infection. S100A7 limits bacterial infection through metal limitation. Furthermore, S100A7interacts with RAGE which drives an NF-B mediated proinflammatory response and recruitment of neutrophils. S100A7 was first discovered as a protein abundantly expressed in psoriatic keratinocytes. Possibly, S100A7 adheres directly to and reduces survival of pathogens found on the epidermis and acts as a physical barrier. S100A7 also seems to be involved with breast cancer and squamous cell carcinoma. In vitro it was found to confer a more aggressive behavior | Monoclonal antibodies | 0.2 ml (100 μg/ml) 0.2 µm filtered and protein G purified in PBS+0.1%BSA | Dilutions to be used depend on detection system applied. It is recommended that users test the reagent and determine their own optimal dilutions. The typical starting working dilution is 1:50. | Full length human recombinant protein isolated from E.coli. | Mouse IgG1 | Human | 1. Padilla, L et al; S100A7: from mechanism to cancer therapy. Oncogene 2017, 36:6749 | Product should be stored at 4°C. Under recommended storage conditions, product is stable for at least one year. | For research use only. Not for use in or on humans or animals or for diagnostics. It is the responsibility of the user to comply with all local/state and federal rules in the use of this product. Hycult Biotech is not responsible for any patent infringements that might result from the use or derivation of this product. | - W: A reduced sample treatment and SDS-Page was used. The band size is ~12 kDa. - FS: Antibody clone 2D9 can be used as blocking antibody. - IA: Antibody 2D9 can be used as detection antibody. - No cross reactivity with S100A4, S100A8, S100A9, S100A11, S100P, S100B | Protein S100-A7, Psoriasin, S100 calcium-binding protein A7 Gene name: S100A7, PSOR1, S100A7C
https://www.hycultbiotech.com/products/types/hm2328-1 | S100A7, Human, mAb 9F3 | 20 µg | Functional studies, Immuno assays, Immuno fluorescence, Paraffin sections, Western blot |  | Antibody 9F3 recognizes human S100A7 (Psoriasin). S100A7 is a 11.4kDa member of the S100 gene family, which are EF-hand Ca 2+-binding proteins. They are involved in a broad range of intra- and extracellular processes like regulation of calcium homeostasis, cell proliferation, differentiation, apoptosis, immune responses, antimicrobial activity, chemotaxis and inflammation. S100 proteins have a fundamental structural unit which is a highly integrated dimer, some as homodimer and others as heterodimer. S100A7 functions as a homodimer and binds two Zn2+ ions. These ions stabilize the dimer and mediate the function of S100A7 during infection. Extracellular S100A7 functions as a DAMP during infection. S100A7 limits bacterial infection through metal limitation. Furthermore, S100A7 interacts with RAGE which drives an NF-κB mediated proinflammatory response and recruitment of neutrophils. S100A7 was first discovered as a protein abundantly expressed in psoriatic keratinocytes. Possibly, S100A7 adheres directly to, and reduces survival of, pathogens found on the epidermis and acts as a physical barrier. S100A7 also seems to be involved with breast cancer and squamous cell carcinoma. In vitro it was found to confer a more aggressive behavior. | Monoclonal antibodies | 0.2 ml (100 μg/ml) 0.2 μm protein G purified antibody solution in PBS, containing 0.1% bovine serum albumin. | Dilutions to be used depend on detection system applied. It is recommended that users test the reagent and determine their own optimal dilutions. The typical starting working dilution is 1:50. For functional studies, in vitro dilutions have to be optimized in user’s experimental setting. | Full length recombinant human S100A7 | Mouse IgG1 | Human |  | Product should be stored at 4°C. Under recommended storage conditions, product is stable for at least one year. | For research use only. Not for use in or on humans or animals or for diagnostics. It is the responsibility of the user to comply with all local/state and federal rules in the use of this product. Hycult Biotech is not responsible for any patent infringements that might result from the use or derivation of this product. | FS: Monoclonal antibody 9F3 block tumor cell proliferation induced by S100A7 in fibrosarcoma cell line HT1080. W: A reduced sample treatment and SDS-Page was used. IF: For Immuno fluorescence a concentration of 5μg/ml of HM2328 was used. | Protein S100-A7, Psoriasin, S100 calcium-binding protein A7 Gene name: S100A7, PSOR1, S100A7C
https://www.hycultbiotech.com/products/types/hm2326-1 | S100A4, Human, mAb 1E2 | 20 µg | Functional studies, Immuno assays, Western blot |  | The monoclonal antibody clone 1E2 recognizes S100A4. S100A4 is a member of the S100 family. To date, the family consists of 22 members. S100 proteins are low molecular weight calcium binding proteins. The proteins consist of 2 calcium binding EF-hands located on the termini flanked by hydrophobic hinge regions. Calcium ions acts as a global second messenger involved in the regulation of many aspects of cell function. S100 proteins are involved in sensing and transforming calcium signals to downstream cellular responses. S100 proteins are located in the cytoplasm and/or nucleus of a wide range of cell types and involved in the regulation of cellular processes such as cell cycle progression and differentiation and inflammatory responses. Several S100 members have been found to act as cytokines in inflammation, particularly in autoimmune skin conditions such as psoriasis. S100A4 may function in motility, invasion, and tubulin polymerization. Chromosomal rearrangements and altered S100A4 gene expression have been implicated in tumor metastasis. Studies have shown that S100A4 is involved tumor progression and metastasis in various malignant tumors. Detection of S100A4 expression becomes a promising candidate biomarker in cancer early diagnosis and prediction of cancer metastasis. Therefore S100A4 may have high therapeutic value. | Monoclonal antibodies | 0.2 ml (100 µg/ml) 0.2 µm filtered protein G purified antibody solution in PBS, containing 0.1% bovine serum albumin. | Dilutions to be used depend on detection system applied. It is recommended that users test the reagent and determine their own optimal dilutions. The typical starting working dilution is 1:50. For functional studies, in vitro dilutions have to be optimized in user’s experimental setting. | Full length recombinant human S100A4 | Mouse IgG1 | Human |  | Product should be stored at 4°C. Under recommended storage conditions, product is stable for at least one year. | For research use only. Not for use in or on humans or animals or for diagnostics. It is the responsibility of the user to comply with all local/state and federal rules in the use of this product. Hycult Biotech is not responsible for any patent infringements that might result from the use or derivation of this product. | FS: Monoclonal antibody 1E2 blocks S100A4 angiogenic activity. W: A reduced sample treatment and SDS-Page was used. The band size is 12 kDa. | Protein S100-A4, Calvasculin, Metastasin, Placental calcium-binding protein, Protein Mts1, S100 calcium-binding protein A4 Gene name: S100A4, CAPL, MTS1
https://www.hycultbiotech.com/products/types/hm2309-1 | SIRL-1, Human, mAb 1A5 | 20 microgram | Flow cytometry, Functional studies, Immuno precipitation, Western blot |  | The monoclonal antibody 1A5 recognizes human Signal inhibitory Receptor on Leucocytes-1 (SIRL-1). In order to prevent host tissue damage immune activation has to be tighly regulated. Neutrophils and other myeloid cells have a pivotal role in controlling infection. They form the primary response at site of infection as they regulate replication of pathogens by phagocytosis, secretion of antimicrobial peptides and proinflammatory cytokines to activate the immune system. Without regulation these mediators can cause tissue damage or worse. To balance the immune response immune cells can express inhibitory receptors. The family of immune inhibitory receptors is still expending. The relatively new receptor SIRL-1 is an immunoreceptor tyrosine-based inhibitory motif (ITIM)-bearing membrane protein expressed on human phagocytes. SIRL-1 contains two ITIMs in the intracellular tail, which are crucial for function. SIRL-1 can recruit the SH2-domain containing tyrosine phosphatases, SHP-1 and SHP-2, which may mediate the inhibitory effect. ITIM-bearing receptors inhibit signals relayed by immunoreceptor tyrosine-based activating motifs (ITAMs). ITAMs are the principal mediators of signal transduction for various receptors, including FcRs and C-type lectins. The ligation of SIRL-1 dampens Fc receptor induced ROS production in phagocytes, thereby impairing the microbicidal activity of neutrophils without affecting phagocytosis. Infectious stimuli cause rapid downregulation of SIRL-1 expression. This allows microbial killing and clearance of pathogens. Neutrophil extracellular traps (NETs) have been implicated in the pathogenesis of systemic lupus erythematosus (SLE). Using anti SIRL-1 antibodies both spontaneous anti-neutrophil antibody induced NET formation is suppressed. This suggests a regulatory role for SIRL-1 in NET formation and a therapeutic target for regulation of SLE. | Monoclonal antibodies | 0.2 ml (100 µg/ml) 0.2 µm filtered antibody solution in PBS, containing 0.1% bovine serum albumin. | For immuno precipitation, flow cytometry and Western blotting, dilutions to be used depend on detection system applied. It is recommended that users test the reagent and determine their own optimal dilutions. The typical starting working dilution is 1:50. | Purified SIRL-1-hIg fusion protein in PBS | Mouse IgG1 | Human | 1.Steevels, T et al; Signal Inhibitory Immune Receptor on Leukocytes Is a Novel Functional Inhibitory Immune Receptor Expressed on Human Pagocytes. J Immunol 2010, 184 | Product should be stored at 4°C. Under recommended storage conditions, product is stable for at least one year. The exact expiry date is indicated on the label. | For research use only. Not for use in or on humans or animals or for diagnostics. It is the responsibility of the user to comply with all local/state and federal rules in the use of this product. Hycult Biotech is not responsible for any patent infringements that might result from the use or derivation of this product. | W: A non-reduced sample treatment and SDS-Page was used. The band sizes are 45 kDa and fainter band of 37 kDa in transfected cells and 37 kDa in granulocytes (Ref.1). FS: Antibody 1A5 showed inhibition of FcεRI-mediated degranulation by RBL-2H3 cells transfected with SIRL-1. The percentage of inhibition of degranulation by SIRL-1 was calculated by (OD405 TNP stimulation – OD405 TNP with SIRL-1 crosslinking)/(OD405 TNP stimulation – OD405 spontaneous release) x 100. | V-set and transmembrane domain-containing protein 1, Signal inhibitory receptor on leukocytes-1
https://www.hycultbiotech.com/products/types/hm2293-1 | YKL-40, Human, mAb mAY | 20 µg | Functional studies, Immuno fluorescence, Immuno precipitation, Western blot |  | Monoclonal antibody mAY recognizes human YKL-40. YKL-40 is a human glycoprotein which is related to the chitinase protein family. However, without chitinase activity. YKL-40 is also called chitinase-3-like protein 1 or BRP-39. YKL-40 is expressed and secreted by inflammatory cells and some cancer cells.YKL-40 has no distinct function but is involved in processes related to inflammation, extracellular matrix (ECM) remodelling and proliferation of cancer cells. The cellular receptor is still unknown. Protein expression is predominantly found in macrophages, neutrophils and differentiated vascular smooth muscle cells, especially in tissues with inflammation vascular damage and ECM remodelling. Furthermore, YKL-40 stimulates the proliferation of connective tissue cells, like fibroblasts, in a dose dependent way. Studies report that YKL-40 signalling is associated with MAPK and PI3K pathways and possibly counteracts TNFα and Il1. YKL-40 is related to several pathogenic processes like infection, cardiovascular disease, fibrosis, diabetes, osteoarthritis and various cancers. Several studies demonstrate elevated levels in those diseases and the protein is investigated to function as a clinical biomarker. Serum YKL-40 is found to be a biomarker of prognosis already in 13 different types of cancer and associated with disease severity. In healthy individuals it is believed that there is no difference between gender and the serum concentration is quite constant. Antibody mAY is capable of binding native as well as recombinant YKL-40 and is capable to inhibit tube formation of microvascular endothelial cells in vitro. The antibody also blocks MAPK signalling via VEGFR2. | Monoclonal antibodies | 0.2 ml (100 µg/ml) 0.2 µm filtered antibody solution in PBS, containing 0.1% bovine serum albumin. | For Western blotting and Immuno Precipitation, dilutions to be used depend on detection system applied. It is recommended that users test the reagent and determine their own optimal dilutions. The typical starting working dilution is 1:50. For functional studies, in vitro dilutions have to be optimized in user’s experimental setting. | Recombinant full-length human YKL-40 | Mouse IgG1 | Human | 1.Faibish, M et al. A YKL-40 neutralizing antibody blocks tumor angiogenesis and progression: a potential therapeutic agent in cancers. Mol Cancer Ther 2011 5: 742. | Product should be stored at 4°C. Under recommended storage conditions, product is stable for at least one year. The exact expiry date is indicated on the label | For research use only. Not for use in or on humans or animals or for diagnostics. It is the responsibility of the user to comply with all local/state and federal rules in the use of this product. Hycult Biotech is not responsible for any patent infringements that might result from the use or derivation of this product | W: A reduced sample treatment and SDS-Page was used. The band size (s) is 40 kDa (Ref.1). FS: Antibody mAY functions as neutralisation antibody. The antibody was functionally tested by cell viability assay and tumor xenografts. The biological activity of the antibody can be defined as neutralizing activity on angiogenesis in vitro and in vivo (Ref.1) | chitinase-3-like protein 1, BRP-39
https://www.hycultbiotech.com/products/types/hm2286-1 | C3b/iC3b, Human, mAb 3E7 | 20 µg | Flow cytometry, Functional studies, Immuno fluorescence |  | Monoclonal antibody 3E7 recognizes human complement C3b/iC3b and blocks activation of the alternative pathway (AP). The complement system plays important roles in both innate and adaptive immune response and can produce an inflammatory and protective reaction to challenges from pathogens before an adaptive response can occur. There are three pathways of complement activation. The classical pathway is initiated by Immune complexes; the lectin pathway by surface bound mannan binding lectin; and the AP by all the surfaces that are not specifically protected against it. Each generates a C3 convertase, a serine protease that cleaves the central complement protein C3, and generates the major cleavage fragment C3b. The C3 and C5 convertases are enzymatic complexes that initiate and amplify the activity of the complement pathways and ultimately generate the cytolytic MAC. Upon activation of C3 two fragments are generated. The smaller anaphylatoxin C3a and the larger short lived C3b. The latter is highly reactive and can bind to complement-activating particles or immune-complexes. Unlike the classical pathway, the AP is in state of continuous activation. The AP plays an important role in tissues damage and inflammation associated with certain autoimmune diseases and with ischemia-reperfusion injury. Increasing evidence suggests blocking activation of AP can prevent or reduce certain disease pathologies and maintain host defense afforded by CP and LP. Deposition of C3b on cell surfaces can opsonize cells for destruction. Cell bound C3b can be degraded to inactive forms, iC3b and then C3dg. Antibody 3E7 shows enhanced specificity for C3b(i) attached to a cell surface and it can bind to C3b(i)-opsonized cells in whole blood. The antibody blocks AP based on its capacity to prevent C3b deposition on the surface of a variety AP activators and also inhibits AP-promoted lysis of rabbit erythrocytes, as used in the standard AP50 test. Clone 3E7 competes with factor B and H for binding to C3b-opsonized substrates. The use of 3E7 has been shown to enhance the immunotherapeutic action of Rituximab. The CP is not affected or enhanced by this antibody. | Monoclonal antibodies | 0.2 ml (100 µg/ml) 0.2 µm filtered antibody solution in PBS, containing 0.1% bovine serum albumin. | The typical starting working dilution is 1:50. For functional studies, in vitro dilutions have to be optimized in user’s experimental setting. | C3b(i)-Sepharose | Mouse IgG1 | Human | 1. Kennedy, A et al; An anti-C3b(i) mAb enhances complement activation, C3b(i) deposition and killing of CD20 cells by rituximab. Blood 2003, 101:3 2. Kennedy, A et al; Rituximab infusion promotes rapid complement depletion and acute CD20 loss in Chronic Lymphocytic Leukemia. Journal of Immunology 2004, 172:5 3. Pawluczkowycz, A et al; Hematin promotes complement alternative pathway-mediated deposition of C3 activation fragments on human erythrocytes: Potential implications for the pathogenesis of anemia in malaria. Journal of Immunology 2007, 178:8 4. Risitano, AM; Paroxysmal nocturnal hemoglobinuria and other complement-mediated hematological disorders. Immunobiology 2012, 217:11 5. Lindorfer, M et al; A novel approach to preventing the hemolysis of paroxysmal nocturnal hemoglobinuria: both complement-mediated cytolysis and C3 deposition are blocked by a monoclonal antibody specific for the alternative pathway of complement. Blood 2010, 115:11 6. DiLillo, D et al; Selective and efficient inhibition of the alternative pathway of complement by a mAb that recognizes C3b/iC3b. Molecular Immunology 2006, 43:7 7. Paixão-Cavalvante, D et al; A humanized antibody that regulates the alternative pathway convertase: Potential for therapy of renal disease associated with nephritic factors. Journal of Immunology 2014, 192:10 8. Beum, P et al; Complement activation on B lymphocytes opsonized with rituximab or ofatumumab produces substantial changes in membrane structure preceding cell lysis. Journal of immunology 2008, 181:1 | Product should be stored at 4°C. Under recommended storage conditions, product is stable for at least one year. The exact expiry date is indicated on the label. | For research use only. Not for use in or on humans or animals or for diagnostics. It is the responsibility of the user to comply with all local/state and federal rules in the use of this product. Hycult Biotech is not responsible for any patent infringements that might result from the use or derivation of this product. | mAb 3E7 blocks the alternative pathway and not the classical pathway (Ref5).
https://www.hycultbiotech.com/products/types/hm2285-1 | C3b/iC3b, Human, mAb 5G9 | 20 µg | Functional studies |  | The monoclonal antibody 5G9 recognizes Complement Factor C3b/iC3b, it specifically binds human C3 as well as the breakdown products C3b and iC3b. C3 plays a central role in the activation of the complement system. Its activation is required for both classical and alternative complement activation pathways. People with C3 deficiency are susceptible to bacterial infection. One form of C3-convertase, also known as C4b2a, is formed by a heterodimer of activated forms of C4 and C2. It catalyzes the proteolytic cleavage of C3 into C3a and C3b, generated during activation through the classical pathway as well as the lectin pathway. C3a is an anaphylotoxin and the precursor of some cytokines such as ASP, and C3b serves as an opsonizing agent. Factor I can cleave C3b into C3c and C3d, the latter of which plays a role in enhancing B cell responses. In the alternative complement pathway, C3 is cleaved by C3bBb, another form of C3-convertase composed of activated forms of C3 (C3b) and factor B (Bb). Once C3 is activated to C3b, it exposes a reactive thioester that allows the peptide to covalently attach to any surface that can provide a nucleophile such as a primary amine or a hydroxyl group. Activated C3 can then interact with factor B. Factor B is then activated by factor D, to form Bb. The resultant complex, C3bBb, is called the alternative pathway (AP) C3 convertase. C3bBb is deactivated in steps. First, the proteolytic component of the convertase, Bb, is removed by complement regulatory proteins having decay-accelerating factor (DAF) activity. Next, C3b is broken down progressively to first iC3b, then C3c + C3dg, and then finally C3d. Factor I is the protease that performs these cuts with CR1 as cofactor. Clone 5G9 recognize separate, non-overlapping epitopes on C3 fragments. Levels of C3 in the blood may be measured to support or refute a particular medical diagnosis. For example, low C3 levels are associated with some types of kidney disease such as post-infectious glomerulonephritis and shunt nephritis. | Monoclonal antibodies | 0.2 ml (100 µg/ml) 0.2 µm filtered antibody solution in PBS, containing 0.1% bovine serum albumin. | The typical starting working dilution is 1:50. For functional studies, in vitro dilutions have to be optimized in user’s experimental setting. |  | Mouse IgG2a | Human | 1. Lindorfer, M et al; A novel approach to preventing the hemolysis of paroxysmal nocturnal hemoglobinuria: both complement-mediated cytolysis and C3 deposition are blocked by a monoclonal antibody specific for the alternative pathway of complement. Blood 2010, 115:11 | Product should be stored at 4°C. Under recommended storage conditions, product is stable for at least one year. The exact expiry date is indicated on the label. | For research use only. Not for use in or on humans or animals or for diagnostics. It is the responsibility of the user to comply with all local/state and federal rules in the use of this product. Hycult Biotech is not responsible for any patent infringements that might result from the use or derivation of this product. | mAb 5G9 inhibits the classical pathway and not the alternative pathway (Ref1).
https://www.hycultbiotech.com/products/types/hm2280-1 | DAF, Human, mAb 1C6 | 20 µg | Flow cytometry, Functional studies, Immuno assays, Western blot |  | The monoclonal antibody 1C6 recognizes human complement decay-accelerating factor (DAF), also designated as CD55. Cells express on their surface several proteins which protect against complement attack, namely complement receptor I (CR1), decay-accelerating factor (DAF), membrane cofactor protein (MCP) and CD59. CR1, DAF and MCP regulate the activation pathways of complement by either accelerating decay of the C3 and C5 convertase (CR1, DAF), or acting as cofactors for the serine protease factor I, which cleaves and irreversibly inactivates C3b (CR1, MCP). Human DAF (CD55) is a protein of 381 amino acids resulting in a ~ 60 kDa transmembrane protein that binds C3b and C4b to inhibit formation and half-life of the C3 convertases. It belongs to the receptors of complement activation (RCA) family. DAF is broadly distributed among cells in contact with plasma complment proteins, including both haematopoietic and non-haematopoietic cells. Although DAF does not have an essential role in controling hemolysis of erythrocytes, it has an important role in regulation of the deposition of C3 on nucleated cells. Together with other complement regulators DAF protects self cells from autologous complement-mediated injury. DAF cooperates with CD46 in circumventing autologous C3 deposition, while CD59 inhibits the pathway at the critical end-point. DAF is overexpressed in certain tumors thereby limiting the complement-dependent cytotoxiticy of therapeutic anticancer antibodies. Using DAF blocking antibodies targeted specifically at cancer cells in combination with immunotherapeutic monoclonal antibodies of cancer may improve the therapeutic effect in cancer patients. | Monoclonal antibodies | 0.2 ml (100 µg/ml) 0.2 µm filtered antibody solution in PBS, containing 0.1% bovine serum albumin. | For flow cytometry and Western blotting, dilutions to be used depend on detection system applied. It is recommended that users test the reagent and determine their own optimal dilutions. The typical starting working dilution is 1:50. For functional studies, in vitro dilutions have to be optimized in user's experimental setting.. | Purified DAF from pooled human erythrocyte stroma | Mouse IgG1 | Human | 1. Fujita, T et al; The mechanism of action of decay-accelerating factor (DAF). DAF inhibits the assembly of C3 convertases by dissociating C2a and Bb. J Exp Med 1987, 166: 1221. 2. Higuchi, M et al; Identification of the decay-accelerating factor CD55 as a peanut agglutinin-binding protein and its alteration in non-small cell lung cancers. Clin Cancer Res 2006, 12: 6367 3. Xu, H et al; Investigation of cynomolgus monkey complement. Transplantation Proceedings 2008, 40: 607 4. Okura, E et al; Differential human serum-mediated neutralization of PERV released from pig cells transfected with variants of hDAF. Xenoptransplantation 2008, 15: 365 | Product should be stored at 4 °C. Under recommended storage conditions, product is stable for at least one year. The exact expiry date is indicated on the label.- | For research use only. Not for use in or on humans or animals or for diagnostics. It is the responsibility of the user to comply with all local/state and federal rules in the use of this product. Hycult Biotech is not responsible for any patent infringements that might result from the use or derivation of this product. |  | CD55
https://www.hycultbiotech.com/products/types/hm2278-1 | Galectin-8, Human, mAb 106.1 | 20 µg | Flow cytometry, Functional studies, Immuno assays |  | Galectins are animal lectins that can specifically bind beta-galactosides. Thirteen galectins have already been described, belonging to three different groups: prototype, tandem-repeat and chimeric. Galectins are involved in cellular interactions and neoplastic transformations. Galectin-8, is a 34 kDa protein made of tandem-repeat carbohydrate recognition domains (CRDs), joined by a "link" peptide. Structurally, galectin-8 belongs to the tandem-repeat type galectins. The galectin-8 gene ( LGALS8) encodes numerous mRNAs by alternate splicing and the presence of three unusual polyadenylation signals. These mRNAs could encode for six isoforms of galectin-8, of which three belong to the tandem-repeat galectin group (with two carbohydrate binding domains) and the three others to the prototype group (one carbohydrate binding domain). Galectin-8, like other galectins, is a secreted protein. Upon secretion galectin-8 acts as a physiological modulator of cell adhesion. When immobilized, it functions as a matrix protein equipotent to fibronectin in promoting cell adhesion by ligation and clustering of a selective subset of cell surface integrin receptors. Although galectin-8 is a fairly abundant protein, it is not ubiquitously expressed. It shows a micro-clustering pattern reminiscent of that seen with proteins associated with mitochondria, the Golgi or trans-Golgi membranes. Studies of galectin-8 revealed that galectin-8 positively or negatively regulates cell adhesion, depending on the extracellular context. Cell adhesion to galectin-8 triggers integrin-mediated signalling cascades such as Tyr phosphorylation of FAK and paxillin. Galectin-8 is widely expressed in normal tissues (brain, breast, colon, retina, kidney, pancreas, placenta, spleen, testis, uterus, vascular, esophagus and heart) as well as in tumor tissues (brain, breast, colon, germ cells, head and neck, kidney, muscles, ovary, pancreas, thyroid, placenta, prostate, uterus, lung, stomach and esophagus). | Monoclonal antibodies | 0.2 ml (100 µg/ml) 0.2 µm filtered antibody solution in PBS, containing 0.1% bovine serum albumin. | For Flow cytometry and Functional Studies dilutions to be used depend on detection system applied. It is recommended that users test the reagent and determine their own optimal dilutions. The typical starting working dilution is 1:50. For functional studies, in vitro dilutions have to be optimized in user's experimental setting.- | recombinant rat Galectin-8 | Mouse IgG2a | Human | 1. Levy, Y et al; Galectin-8 functions as a matricellular modulator of cell adhesion. J Biol Chem 2001, 276: 31285. 2. Eshkar Sebban, L et al; The involvement of CD44 and its novel ligand Galectin-8 in apoptotic regulation of autoimmune inflammation. J Immunol 2007, 179: 1225. | Product should be stored at 4 °C. Under recommended storage conditions, product is stable for at least one year. The exact expiry date is indicated on the label- | For research use only. Not for use in or on humans or animals or for diagnostics. It is the responsibility of the user to comply with all local/state and federal rules in the use of this product. Hycult Biotech is not responsible for any patent infringements that might result from the use or derivation of this product. |  | Gal-8, PCTA1, PCTA-1, Po66-CBP, LGALS8
https://www.hycultbiotech.com/products/types/hm2276-1 | C6, Human, mAb WU 6-4 | 20 µg | Flow cytometry, Functional studies, Immuno assays, Immuno fluorescence, Immuno precipitation, Paraffin sections, Western blot |  | The monoclonal antibody WU 6-4 recognizes C6, one of the components of the terminal complement complex (TCC), also know as the membrane attack complex (MAC). Proteolytic cleavage of C5 by C5 convertase generates C5b which initiates assembly of the C5b-9 MAC. This complex is assembled from five precursor molecules in the serum, finalized with the polymerization of C9 which accompanies insertion of the complex into the cell membrane causing cellular lysis. Polymorphonuclear leukocytes represent a major source of C6. The monoclonal antibody WU 6-4 recognizes native C6 but not C6 after incorporation into the TCC. Furthermore, WU 6-4 is capable of inhibiting C5b6 and TCC formation in the fluid phase and to a lesser extent, haemolysis. Haemolytic activity could be inhibited only when WU 6-4 was introduced before C5b6 formation. | Monoclonal antibodies | 0.2 ml (100 µg/ml) 0.2 µm filtered antibody solution in PBS, containing 0.1% bovine serum albumin. | For immunohistology, flow cytometry and Western blotting, dilutions to be used depend on detection system applied. It is recommended that users test the reagent and determine their own optimal dilutions. The typical starting working dilution is 1:50. For functional studies, in vitro dilutions have to be optimized in user's experimental setting. | Human C6 | Mouse IgG1 | Human | 1. Würzner R et al; Inhibition of terminal complement complex formation and cell lysis by monoclonal antibodies. Complement and Inflammation 1991, 8: 328 2. Würzner R et al; Functionally active complement proteins C6 and C7 detected in C6- or C7- deficient individuals. Clin and Exp Immunol 1991, 83: 430 3. Würzner R et al; Blood dendritic cells carry terminal complement complexes on their cell surface as detected by new developed neoepitope-specific monoclonal antibodies. Immunology 1991, 174:32 4. Orren A et al; Properties of a low molecular weight complement component C6 found in human subjects with subtotal C6 deficiency. Immunol 1992, 75: 10 5. Würzner R et al; Importance of the third thrombospondin repeat of C6 for terminal complement complex assembly. Immunol 1995, 85: 214 6. Würzner R et al. (1995): Molecular basis of subtotal complement C6 deficiency: a carboxyterminally truncated but functionally active C6. J of Clin Invest 1995, 95: 1877 | Product should be stored at 4 °C. Under recommended storage conditions, product is stable for one year. | For research use only. Not for use in or on humans or animals or for diagnostics. It is the responsibility of the user to comply with all local/state and federal rules in the use of this product. Hycult Biotech is not responsible for any patent infringements that might result from the use or derivation of this product.
https://www.hycultbiotech.com/products/types/hm2252-1 | TREM-1, Human, mAb 6B1 | 20 µg | Flow cytometry, Functional studies, Immuno assays, Western blot |  | The monoclonal antibody 6B1 recognizes human triggering receptor expressed on myeloid cells 1 (TREM-1). TREM-1 is a transmembrane glycoprotein belonging to a family related to the natural killer cell receptors. TREM-1 is an important activating receptor, of 26 kDa, involved in the innate inflammatory response and in sepsis. TREM-1 is expressed at low levels in the early development of the hematopoietic system and in the promonoistic stage and at high levels on neutrophil granulocytes (PMN), monocytes, and macrophage subsets. The expression of TREM-1 is upregulated by microbial products, that is, by toll-like receptor ligands such as lipoteichoic acid (LTA) of Gram-positive or lipopolysaccharide (LPS) of Gram-negative bacteria. Ligation of TREM-1 is synergistic with TLR agonists on the activation of receptor bearing cells. Platelets express a natural ligand for TREM-1. Receptor ligation activates the full repertoire of effector functions. TREM-1 is also produced in a soluble form (sTREM-1) of 17 kDa which is released in humans after endotoxin exposition or in patients suffering from severe pneumonia or sepsis. sTREM-1 can be measured in biological fluids and may be useful as a diagnostic tool. The monoclonal antibody 6B1 recognizes both membrane bound and soluble TREM-1. Also, the monoclonal antibody 6B1 neutralizes the interaction between TREM-1 and its ligand. | Monoclonal antibodies | 0.2 ml (100 µg/ml) 0.2 µm filtered antibody solution in PBS, containing 0.1% bovine serum albumin. | For flow cytometry and Western blotting, dilutions to be used depend on detection system applied. It is recommended that users test the reagent and determine their own optimal dilutions. The typical starting working dilution is 1:50. For functional studies, in vitro dilutions have to be optimized in user's experimental setting. | Recombinant TREM-1 - IgGfusion protein. | Mouse IgG1 | Human | 1. Radsak, M et al; Soluble triggering receptor expressed on myeloid cells 1 is released in patients with stable chronic obstructive pulmonary disease. Clin Dev Immunol 2007, 2007: 52040 2. Haselmayer, P et al; TREM-1 ligand expression on platelets enhances neutrophil activation. Blood 2007, 110: 1029 | Product should be stored at 4 °C. Under recommended storage conditions, product is stable for one year. | For research use only. Not for use in or on humans or animals or for diagnostics. It is the responsibility of the user to comply with all local/state and federal rules in the use of this product. Hycult Biotech is not responsible for any patent infringements that might result from the use or derivation of this product. |  | TREM-1, triggering receptor expressed on myeloid cells 1, TREM1
https://www.hycultbiotech.com/products/types/hm2247-1 | TLR4, Human, mAb 3C3 | 20 µg | Flow cytometry, Functional studies |  | The monoclonal antibody 3C3 reacts with human Toll-like receptor 4 (TLR4, CD284). TLRs belong to a family of proteins that specifically recognize and sense microbial products. They are highly conserved throughout evolution. In Drosophila, toll is required for the anti-fungal response, while the related 18-wheeler is involved in antibacterial defences. TLRs identified as type I transmembrane signalling receptors act as innate immune recognition receptors against many pathogens. TLR4 is a functional receptor for gram-negative bacterial lipopolysaccharides (LPS). TLR4 associates with MD-2 which is absolutely required for LPS-induced activation of TLR4. TLR4 has been identified next to MD-2 and CD14 as a receptor that is central to the innate immune response to LPS of Gram-negative bacteria. The monoclonal antibody 3C3 is a TLR4 function-blocking antibody that is useful for studies on the role of TLR4 as a receptor for LPS induced cytokine production by TLR4 bearing cells. | Monoclonal antibodies | 0.2 ml (100 µg/ml) 0.2 µm filtered antibody solution in PBS, containing 0.1% bovine serum albumin. | For flow cytometry, dilutions to be used depend on detection system applied. It is recommended that users test the reagent and determine their own optimal dilutions. The typical starting working dilution is 1:50. For functional studies, in vitro dilutions have to be optimized in user's experimental setting. | CHO cells expressing chimeric human TLR4/MD-2 fusion protein | Mouse IgG1 | Human |  | Product should be stored at 4 °C. Under recommended storage conditions, product is stable for one year. | For research use only. Not for use in or on humans or animals or for diagnostics. It is the responsibility of the user to comply with all local/state and federal rules in the use of this product. Hycult Biotech is not responsible for any patent infringements that might result with the use or derivation of this product.
https://www.hycultbiotech.com/products/types/hm2246-1 | TLR4/MD-2, Human, mAb 7E3 | 20 µg | Flow cytometry, Functional studies |  | The monoclonal antibody 7E3 reacts with the Toll-like receptor 4 (TLR4, CD284)/MD-2 complex. TLRs belong to a family of proteins that specifically recognizes and senses microbial products. They are highly conserved throughout evolution and act as innate immune recognition receptors against many pathogens. TLR4 is a functional receptor for gram-negative bacterial lipopolysaccharides (LPS). TLR4 associates with MD-2 which is absolutely required for LPS-induced activation of TLR4. MD-2 exists as a cell surface protein in association with TLR4. It also exists as secreted forms consisting of MD-2 monomers and multimers (sMD-2). Circulating sMD-2 is mainly present as a doublet of ~20 and 25 kD, representing differentially glycosylated forms. Unlike TLR4, sMD-2 binds directly LPS without the need of soluble CD14 (sCD14). However, LPS-MD-2 interactions are increased when LPS is pretreated with CD14. Only monomeric sMD-2 is biologically active and able to associate with TLR4 and LPS. sMD-2 circulates in plasma of healthy individuals as a non-active, polymeric protein. In septic plasma, the total amount of sMD-2 was strongly elevated and contained both sMD-2 polymers and monomers. Soluble MD-2 is proposed to be an important mediator of organ inflammation during sepsis. During experimental human endotoxemia, the monomeric and total sMD-2 content in plasma increased with the kinetics of an acute phase protein. This parallels enhanced TLR4 costimulatory activity. In vitro studies revealed that sMD-2 release appears to be restricted to endothelial and dendritic cells. The monoclonal antibody 7E3 reacts with the TLR4/MD-2 complex and is able to inhibit the biological activity of the TLR4/MD-2 complex. | Monoclonal antibodies | 0.2 ml (100 µg/ml) 0.2 µm filtered antibody solution in PBS, containing 0.1% bovine serum albumin. | For flow cytometry, dilutions to be used depend on detection system applied. It is recommended that users test the reagent and determine their own optimal dilutions. The typical starting working dilution is 1:50. For functional studies dilutions have to be made according to the amounts of MD-2 to be inactivated. | TLR4/MD-2 expressing CHO cells/ chimeric TLR4/MD-2 fusion protein | Mouse IgG1 | Human |  | Product should be stored at 4 °C. Under recommended storage conditions, product is stable for one year. | For research use only. Not for use in or on humans or animals or for diagnostics. It is the responsibility of the user to comply with all local/state and Federal rules in the use of this product. Hycult Biotech is not responsible for any patent infringements that might result with the use or derivation of this product. |  | CD284 / Lymphocyte antigen 96, ESOP-1, LY96
https://www.hycultbiotech.com/products/types/hm2245f-1 | MD-2, Human, mAb 18H10, FITC | 20 µg | Flow cytometry, Functional studies |  | The monoclonal antibody 18H10 reacts with MD-2, an accessory molecule of the Toll-like receptor 4 (TLR4, CD284). TLRs belong to a family of proteins that specifically recognizes and senses microbial products. They are highly conserved throughout evolution and act as innate immune recognition receptors against many pathogens. TLR4 is a functional receptor for gram-negative bacterial lipopolysaccharides (LPS). TLR4 associates with MD-2 which is absolutely required for LPS-induced activation of TLR4. MD-2 exists as a cell surface protein in association with TLR4. It also exists as secreted forms consisting of MD-2 monomers and multimers (sMD-2). Circulating sMD-2 is mainly present as a doublet of ~20 and 25 kD, representing differentially glycosylated forms. Unlike TLR4, sMD-2 binds directly LPS without the need of soluble CD14 (sCD14). However, LPS-MD-2 interactions are increased when LPS is pretreated with CD14. Only monomeric sMD-2 is biologically active and able to associate with TLR4 and LPS. sMD-2 circulates in plasma of healthy individuals as a non-active, polymeric protein. In septic plasma, the total amount of sMD-2 was strongly elevated and contained both sMD-2 polymers and monomers. Soluble MD-2 is proposed to be an important mediator of organ inflammation during sepsis. During experimental human endotoxemia, the monomeric and total sMD-2 content in plasma increased with the kinetics of an acute phase protein. This parallels enhanced TLR4 costimulatory activity. In vitro studies revealed that sMD-2 release appears to be restricted to endothelial and dendritic cells. The monoclonal antibody 18H10 reacts with MD-2. However, it does not react with sMD-2. In addition, the monoclonal antibody 18H10 is able to inhibit bacterial binding to MD-2. | Monoclonal antibodies | 0.2 ml (100 µg/ml) 0.2 µm filtered FITC conjugated antibody solution in PBS, containing 1% bovine serum albumin and 0.02% sodium azide. | For flow cytometry dilutions to be used depend on detection system applied. It is recommended that users test the reagent and determine their own optimal dilutions. The typical starting working dilution is 1:50. | TLR4/MD-2 expressing CHO cells/ chimeric TLR4/MD-2 fusion protein | Mouse IgG2b | Human | 1. Pugin, J et al; Soluble MD-2 activity in plasma from patients with severe sepsis and septic shock. Blood 2004, 104: 4071 2. Daubeuf, B et al; TLR4/MD-2 monoclonal antibody therapy affords protection in experimental models of septic shock. J Immunol 2007, 179: 6107 3. Elson, G et al; Contribution of Toll-like receptors to the innate immune response to Gram-negative and Gram-positive bacteria. Blood 2007, 109: 1574 4. Tissieres, P et al; Soluble MD-2 is an acute phase protein and an opsonin for Gram-negative bacteria. Blood 2008, 111: 2122 | Product should be stored at 4 °C. Under recommended storage conditions, product is stable for one year. | For research use only. Not for use in or on humans or animals or for diagnostics. It is the responsibility of the user to comply with all local/state and Federal rules in the use of this product. Hycult Biotech is not responsible for any patent infringements that might result with the use or derivation of this product |  | Lymphocyte antigen 96, ESOP-1, LY96
https://www.hycultbiotech.com/products/types/hm2245-1 | MD-2, Human, mAb 18H10 | 20 µg | Flow cytometry, Functional studies |  | The monoclonal antibody 18H10 reacts with MD-2, an accessory molecule of the Toll-like receptor 4 (TLR4, CD284). TLRs belong to a family of proteins that specifically recognizes and senses microbial products. They are highly conserved throughout evolution and act as innate immune recognition receptors against many pathogens. TLR4 is a functional receptor for gram-negative bacterial lipopolysaccharides (LPS). TLR4 associates with MD-2 which is absolutely required for LPS-induced activation of TLR4. MD-2 exists as a cell surface protein in association with TLR4. It also exists as secreted forms consisting of MD-2 monomers and multimers (sMD-2). Circulating sMD-2 is mainly present as a doublet of ~20 and 25 kD, representing differentially glycosylated forms. Unlike TLR4, sMD-2 binds directly LPS without the need of soluble CD14 (sCD14). However, LPS-MD-2 interactions are increased when LPS is pretreated with CD14. Only monomeric sMD-2 is biologically active and able to associate with TLR4 and LPS. sMD-2 circulates in plasma of healthy individuals as a non-active, polymeric protein. In septic plasma, the total amount of sMD-2 was strongly elevated and contained both sMD-2 polymers and monomers. Soluble MD-2 is proposed to be an important mediator of organ inflammation during sepsis. During experimental human endotoxemia, the monomeric and total sMD-2 content in plasma increased with the kinetics of an acute phase protein. This parallels enhanced TLR4 costimulatory activity. In vitro studies revealed that sMD-2 release appears to be restricted to endothelial and dendritic cells. The monoclonal antibody 18H10 reacts with MD-2. However, it does not react with sMD-2. In addition, the monoclonal antibody 18H10 is able to inhibit bacterial binding to MD-2. | Monoclonal antibodies | 0.2 ml (100 µg/ml) 0.2 µm filtered antibody solution in PBS, containing 0.1% bovine serum albumin. | For flow cytometry, dilutions to be used depend on detection system applied. It is recommended that users test the reagent and determine their own optimal dilutions. The typical starting working dilution is 1:50. For functional studies, dilutions have to be made according to the amounts of MD-2 to be inactivated. | TLR4/MD-2 expressing CHO cells/ chimeric TLR4/MD-2 fusion protein | Mouse IgG2b | Human | 1. Pugin, J et al; Soluble MD-2 activity in plasma from patients with severe sepsis and septic shock. Blood 2004, 104: 4071 2. Daubeuf, B et al; TLR4/MD-2 monoclonal antibody therapy affords protection in experimental models of septic shock. J Immunol 2007, 179: 6107 3. Elson, G et al; Contribution of Toll-like receptors to the innate immune response to Gram-negative and Gram-positive bacteria. Blood 2007, 109: 1574 4. Tissieres, P et al; Soluble MD-2 is an acute phase protein and an opsonin for Gram-negative bacteria. Blood 2008, 111: 2122 | Product should be stored at 4 °C. Under recommended storage conditions, product is stable for one year. | For research use only. Not for use in or on humans or animals or for diagnostics. It is the responsibility of the user to comply with all local/state and Federal rules in the use of this product. Hbt is not responsible for any patent infringements that might result with the use or derivation of this product. |  | Lymphocyte antigen 96, ESOP-1, LY96
https://www.hycultbiotech.com/products/types/hm2243f-1 | sMD-2 and sMD-2/TLR4, Human, mAb 4H1, FITC | 20 µg | Flow cytometry, Functional studies, Immuno assays, Immuno fluorescence, Western blot |  | The monoclonal antibody 4H1 reacts with soluble MD-2 (sMD-2) and the sMD-2/Toll-like receptor 4 (TLR4, CD284) complex. TLRs belong to a family of proteins that specifically recognizes and senses microbial products. They are highly conserved throughout evolution and act as innate immune recognition receptors against many pathogens. TLR4 is a functional receptor for gram-negative bacterial lipopolysaccharides (LPS). TLR4 associates with MD-2 which is absolutely required for LPS-induced activation of TLR4. MD-2 exists as a cell surface protein in association with TLR4. It also exists as secreted forms consisting of MD-2 monomers and multimers. Circulating sMD-2 is mainly present as a doublet of ~20 and 25 kD, representing differentially glycosylated forms. Unlike TLR4, sMD-2 binds directly LPS without the need of soluble CD14 (sCD14). However, LPS-MD-2 interactions are increased when LPS is pretreated with CD14. Only monomeric sMD-2 is biologically active and able to associate with TLR4 and LPS. sMD-2 circulates in plasma of healthy individuals as a non-active, polymeric protein. In septic plasma, the total amount of sMD-2 was strongly elevated and contained both sMD-2 polymers and monomers. Soluble MD-2 is proposed to be an important mediator of organ inflammation during sepsis. During experimental human endotoxemia, the monomeric and total sMD-2 content in plasma increased with the kinetics of an acute phase protein. This parallels enhanced TLR4 costimulatory activity. In vitro studies revealed that sMD-2 release appears to be restricted to endothelial and dendritic cells. The monoclonal antibody 4H1 reacts with both the monomeric and the polymeric form of sMD-2. In addition, the monoclonal antibody 4H1 is able to inhibit LPS binding to MD-2.It does not cross-react with mouse MD-2. | Monoclonal antibodies | 0.2 ml (100 µg/ml) 0.2 µm filtered FITC conjugated antibody solution in PBS, containing 1% bovine serum albumin and 0.02% sodium azide | For immuno assay, Western blotting and immunofluorescence dilutions to be used depend on detection system applied. It is recommended that users test the reagent and determine their own optimal dilutions. The typical starting working dilution is 1:50. | Baculovirally expressed His-tagged human MD-2 | Mouse IgG1 | Human | 1. Viriyakosol, S et al; Characterization of monoclonal antibodies to human soluble MD-2 protein. Hybridoma 2006, 25: 349 | Product should be stored at 4 °C. Under recommended storage conditions, product is stable for one year. | For research use only. Not for use in or on humans or animals or for diagnostics. It is the responsibility of the user to comply with all local/state and Federal rules in the use of this product. Hycult Biotech is not responsible for any patent infringements that might result with the use or derivation of this product. |  | Lymphocyte antigen 96, ESOP-1, LY96
https://www.hycultbiotech.com/products/types/hm2243-1 | sMD-2 and sMD-2/TLR4, Human, mAb 4H1 | 20 µg | Flow cytometry, Functional studies, Immuno assays, Immuno fluorescence, Western blot |  | The monoclonal antibody 4H1 reacts with soluble MD-2 (sMD-2) and the sMD-2/Toll-like receptor 4 (TLR4, CD284) complex. TLRs belong to a family of proteins that specifically recognizes and senses microbial products. They are highly conserved throughout evolution and act as innate immune recognition receptors against many pathogens. TLR4 is a functional receptor for gram-negative bacterial lipopolysaccharides (LPS). TLR4 associates with MD-2 which is absolutely required for LPS-induced activation of TLR4. MD-2 exists as a cell surface protein in association with TLR4. It also exists as secreted forms consisting of MD-2 monomer and multimers. Circulating sMD-2 is mainly present as a doublet of ~20 and 25 kD, representing differentially glycosylated forms. Unlike TLR4, sMD-2 binds directly LPS without the need of soluble CD14 (sCD14). However, LPS-MD-2 interactions are increased when LPS is pretreated with CD14. Only monomeric sMD-2 is biologically active and able to associate with TLR4 and LPS. sMD-2 circulates in plasma of healthy individuals as a non-active, polymeric protein. In septic plasma, the total amount of sMD-2 was strongly elevated and contained both sMD-2 polymers and monomers. Soluble MD-2 is proposed to be an important mediator of organ inflammation during sepsis. During experimental human endotoxemia, the monomeric and total sMD-2 content in plasma increased with the kinetics of an acute phase protein. This parallels enhanced TLR4 costimulatory activity. In vitro studies revealed that sMD-2 release appears to be restricted to endothelial and dendritic cells. The monoclonal antibody 4H1 reacts with both the monomeric and the polymeric form of sMD-2. In addition, the monoclonal antibody 4H1 is able to inhibit LPS binding to MD-2.It does not cross-react with mouse MD-2. | Monoclonal antibodies | 0.2 ml (100 µg/ml) 0.2 µm filtered antibody solution in PBS, containing 0.1% bovine serum albumin. | For immuno assay, Western blotting and immunofluorescence, dilutions to be used depend on detection system applied. It is recommended that users test the reagent and determine their own optimal dilutions. The typical starting working dilution is 1:50. For functional studies, dilutions have to be made according to the amounts of MD-2 to be inactivated. | Baculovirally expressed His-tagged human MD-2 | Mouse IgG1 | Human | Viriyakosol, S et al; Characterization of monoclonal antibodies to human soluble MD-2 protein. Hybridoma 2006, 25: 349 | Product should be stored at 4 °C. Under recommended storage conditions, product is stable for one year. | For research use only. Not for use in or on humans or animals or for diagnostics. It is the responsibility of the user to comply with all local/state and Federal rules in the use of this product. Hycult Biotech is not responsible for any patent infringements that might result with the use or derivation of this product. |  | Lymphocyte antigen 96, ESOP-1, LY96
https://www.hycultbiotech.com/products/types/hm2241-1 | PTX3, Human, mAb MNB1 | 20 µg | Flow cytometry, Functional studies, Immuno assays, Western blot |  | The monoclonal antibody MNB1 (previously known as clone 16B5) recognizes human pentraxin 3 (PTX3), belonging to the long pentraxin family. PTX3 is an acute-phase glycoprotein of ~45 kDa with glycosylation accounting for about 10% of its molecular weight. PTX3 has a complex oligomeric structure with protomers linked to each other by disulfide bonds. PTX3 expression is triggered by inflammatory cytokines, resulting in higher levels of circulating PTX3. Several cell types have been reported to produce PTX3, namely macrophages, endothelial cells, neutrophils and synoviocytes. PTX3 is involved in host defense against pathogen infection, in the regulation of the scavenger activity of macrophages and dendritic cells, and in modulation of complement activity by binding to C1q. Furthermore, PTX3 has been implicated in matrix deposition of cumulus cells. Moreover, PTX3 interacts with other biologically active molecules, causing their functional blockade. This has been demonstrated for fibroblast growth factor-2 (FGF-2), for which PTX3 acts as an inhibitor, leading to inhibition of angiogenesis. PTX3, like other pentraxins C-reactive protein (CRP) and serum amyloid P component (SAP), binds apoptotic cells and debris. PTX3 is useful as an early indicator of myocyte irreversible injury in ischemic cardiomyopathy. PTX3 is not only involved in inflammatory vessel diseases related to atherosclerosis, but also in pre-eclampsia and systemic small vessel ANCA-associated vasulitis, in which neutrophils are key players. The relationship between tissue damage and pentraxin generation is stringent in acute injuries. PTX3 tunes self-non-self discrimination and tissue repair due to the recognition of diverse ligands by PTX3 and through regulation of effector pathways. | Monoclonal antibodies | 0.2 ml (100 μg/ml) 0.2 μm filtered protein G purified antibody solution in PBS, containing 0.1% bovine serum albumin. | Dilutions to be used depend on detection system applied. It is recommended that users test the reagent and determine their own optimal dilutions. The typical starting working dilution is 1:50. | Human recombinant PTX3 | Rat IgG2b | Human | 1. Bottazzi, B et al; Multimer Formation and Ligand Recognition by the Long Pentraxin PTX3. JBC 1997, 272: 32817 2. Camozzi, M et al; Identification of an Antiangiogenic FGF2-binding Site in the N Terminus of the Soluble Pattern Recognition Receptor PTX3*. JBC 2006, 281:22605 3. Jaillon, S et al; The humoral pattern recognition receptor PTX3 is stored in neutrophil granules and localizes in extracellular traps. J Exp Med 2007, 204: 793 4. Jaillon, S et al. Endogenous PTX3 translocates at the membrane of late apoptotic human neutrophils and is involved in their engulfment by macrophages. Cell Death Diff 2009, 16: 465-474 5. Hamon, Y et al, Proteolytic cleavage of the long pentraxin PTX3 in the airways of cystic fibrosis patients. Inn Imm 2013, 19:611 | Product should be stored at 4°C. Under recommended storage conditions, product is stable for at least one year. | For research use only. Not for use in or on humans or animals or for diagnostics. It is the responsibility of the user to comply with all local/state and federal rules in the use of this product. Hycult Biotech is not responsible for any patent infringements that might result with the use or derivation of this product. | IA: the antibody can be used as detection antibody. W: Reduced sample treatment. The expected band sizes are approximately 42 and 90 kDa. | PTX3, Pentraxin-related protein PTX3, Tumor necrosis factor-inducible gene 14 protein, TSG-14 Gene name: PTX3, TNFAIP5, TSG14
https://www.hycultbiotech.com/products/types/hm2239-1 | Muscarinic acetylcholine receptor M2, Human, mAb B8E5 | 20 µg | Frozen sections, Functional studies, Immuno assays, Immuno fluorescence, Western blot |  | The monoclonal antibody B8E5 recognizes human muscarinic acetylcholine receptor M2 (M2 receptor), a G protein-coupled cardiovascular receptor of ~55 kDa. This receptor is an integral membrane protein consisting of seven membrane spanning a-helices linked together by extra- and intracellular loops that form a pharmacophore pocket. Autoantibodies directed against cardiovascular G protein-coupled receptors functionally interfering with the target have been described in several cardiovascular diseases. The M2 receptor is the predominant sybtype of muscarinic receptors present in the heart of mammalian species. The muscarinic acetylcholine receptor mediates various cellular responses, including inhibition of adenylate cyclase, breakdown of phosphoinositides and modulation of potassium channels through the action of G proteins. Primary transducing effect is adenylate cyclase inhibition. Monoclonal antibody B8E5 inhibits the &#223;-adrenergic L-type Ca2+ currents through activation of the muscarinic acetylcholine receptor M2. It suggests that the antibody acts not via the classical pathway of decreasing cAMP, but rather by increasing cGMP. Monoclonal antibody B8E5 acts by functional dimerization of the receptor resulting in stabilization of the constitutive active receptor dimers and paradoxically induces a small decrease in carbachol affinity for the M2 receptor. It recognizes the pentapeptide VRTVE (aa 168-172) corresponding to the N-terminal part of the second extracellular loop of the human M2 receptor. | Monoclonal antibodies | 0.2 ml (100 µg/ml) 0.2 µm filtered antibody solution in PBS, containing 0.1% bovine serum albumin. | For immunohistology, and Western blotting, dilutions to be used depend on detection system applied. It is recommended that users test the reagent and determine their own optimal dilutions. The typical starting working dilution is 1:50. For functional studies, in vitro dilutions have to be optimized in user's experimental setting. | Peptide VRTVEDGECYIQFFSNAAVTFGTAI(C): Human second extracellular loop residues 168-192 | Mouse IgG2a | Human | 1. Fu, L et al; Agonist-like activity of anti-peptide antibodies directed against an autoimmune epitope on the heart muscarinic acetylcholine receptor. Receptors Channels 1994, 2: 121 2. Elies, R et al; Immunochemical and functional characterization of an agonist-like monoclonal antibody against the M2 acetylcholine receptor. Eur J Biochem 1998, 251: 659 v 3. Nascimento, J et al; cGMP-mediated inhibition of cardiac L-type Ca2+ current by a monoclonal antibody against the M2 ACh receptor. Am J Physiol Cell Physiol 2001, 281: 1251 | Product should be stored at 4 °C. Under recommended storage conditions, product is stable for one year | For research use only. Not for use in or on humans or animals or for diagnostics. It is the responsibility of the user to comply with all local/state and federal rules in the use of this product. Hycult Biotech is not responsible for any patent infringements that might result from the use or derivation of this product. |  | M2ACh-R
https://www.hycultbiotech.com/products/types/hm2238-1 | Beta2-adrenoceptor, Human, mAb 6H8 | 20 µg | Flow cytometry, Functional studies, Immuno assays |  | The monoclonal antibody 6H8 recognizes human beta2-adrenoceptor. The b -adrenoceptors can be divided into b1, b2, b3 and b4-adrenoceptors defined in terms of agonist potencies, b2-adrenoceptors displayed a higher selectivity for nor-adrenaline than for adrenaline. B2-receptors are mainly postsynaptic and are located on a number of tissues including blood vessels, bronchi, GIT, skeletal muscle, liver and mast cell. Activation results in vasodilatation, bronchodilation, relaxation of the GIT, glycogenolysis in the liver, tremor in skeletal muscle and inhibition of histamine release from mast cells.- Transduction is via G-proteins coupled to the intracellular second messenger adenylate cyclase. B-receptors are positively coupled to adenylate cyclase via activation of Gs G-protein, however activation of the b2-adrenoceptors results in stimulation and inhibition of adenylate cyclase. The b2-receptor selective agonists are widely used in the treatment of asthma and other related bronchospastic conditions. They are commonly used in the treatment of angina pectoris, cardiac arrhythmia and for the long-term treatment of patients who survive myocardial infarction. B-receptor antagonists have also been used as anti-hypertensive for a number of years. Beta -blockers have also proven useful in the treatment of conditions such as migraine, anxiety disorders, hyperthyroidism, alcohol withdrawal and when applied topically are useful in the treatment of glaucoma and ocular hypertension. | Monoclonal antibodies | 0.2 ml (100 µg/ml) 0.2 µm filtered antibody solution in PBS, containing 0.1% bovine serum albumin | For- flow cytometry, dilutions to be used depend on detection system applied. It is recommended that users test the reagent and determine their own optimal dilutions. The typical starting working dilution is 1:50. For functional studies, in vitro dilutions have to be optimized in user&rsquo;s experimental setting. | Free peptide Beta2-H19C | Mouse IgG1 | Human | 1. Lebesgue, D et al; An agonist-like monoclonal antibody against the human beta2-adrenoceptor. Eur J Pharmacol 1998, 348: 123. 2. Mijares, A et al; From agonist to antagonist: Fab fragments of an agonistic-like monoclonal anti-beta2-adrenoceptor antibody behaves as antagonists. Mol Pharmacol 2000, 58: 373. | Product should be stored at 4 °C. Under recommended storage conditions, product is stable for at least one year. The exact expiry date is indicated on the label. | For research use only. Not for use in or on humans or animals or for diagnostics. It is the responsibility of the user to comply with all local/state and federal rules in the use of this product. Hycult Biotech is not responsible for any patent infringements that might result from the use or derivation of this product. | FC: A431 human epidermoid cells in suspension for 1 h at 4 °C in PBS containing monoclonal Antibody 6H8 (260 nM). After 1 h of incubation, the cells were fixed with 2% Formaldehyde (Ref.1) FS: Antibody 6H8 functions as an agonist in neonatal rat cardiomyocytes (Ref 1). Furthermore, Fab fragments of agonist-like antibody 6H8 behave as antagonist. (Ref 2). IA: The antibody against beta2-adrenoceptor is useful as detector in an ELISA setting (Ref1)
https://www.hycultbiotech.com/products/types/hm2224-1 | CD14, Human, mAb 18D11 | 20 µg | Flow cytometry, Functional studies, Immuno assays |  | The monoclonal antibody 18D11 recognizes human monocyte marker CD14, a 53 kDa glycoprotein. CD14 is a glycophosphatidylinositol-linked protein, which is part of the LPS receptor complex. CD14 binds lipopolysaccharide (LPS) and as such, acts as a pattern recognition receptor (PRR). CD14 has also been suggested to mediate phagocytosis of bacteria an apoptotic cells. CD14 is involved in the endotoxin mediated release of Tumor Necrosis Factor-alpha by monocytic cells. CD14 is present on most monocytic and macrophage like cell types: monocytes, macrophages, Kupffer cells, pleural phagocytic cells and dendritic reticular cells. CD14 is present at low density on a subpopulation granulocytes and activated or transformed B-cells. The monoclonal antibody 18D11 reacts with both soluble and membrane CD14. The monoclonal antibody 18D11 is useful for inhibition of biological activity of sCD14, it inhibits LPS induced TNF production. The monoclonal antibody is cross reactive with pig CD14. Together with a C5a neutralizing monoclonal antibody, 18D11 blocks sepsis in a pig model. | Monoclonal antibodies | 0.2 ml (100 µg/ml) 0.2 µm filtered antibody solution in PBS, containing 0.1% bovine serum albumin. | For flow cytometry dilutions to be used depend on detection system applied. It is recommended that users test the reagent and determine their own optimal dilutions. The typical starting working dilution is 1:50. For inhibition of biological activity in vitro dilutions have to be made according to the amounts of human sCD14 to be inactivated. |  | Mouse IgG1 | Human | 1. Tunheim, G et al; Human CD14 is an efficient target for recombinant immunoglobulin vaccine constructs that deliver T cell epitopes. J Leukoc Biol 2005, 77: 303 2. Wang, J et al; Peptidoglycan primes for LPS-induced release of proinflammatory cytokines in whole human blood. Shock 2001, 16: 178 3. Wang, J et al; Involvement of CD14 and toll-like receptors in activation of human monocytes by Aspergillus fumigatus hyphae. Infect Immun 2001 69: 2402 4. Wang, J et al; Peptidoglycan and lipoteichoic acid from Staphylococcus aureus induce tumor necrosis factor alpha, interleukin 6 (IL-6), and IL-10 production in both T cells and monocytes in a human whole blood model. Infect Immun 2000 68: 3965 | Product should be stored at 4 °C. Under recommended storage conditions, product is stable for one year. | For research use only. Not for use in or on humans or animals or for diagnostics. It is the responsibility of the user to comply with all local/state and Federal rules in the use of this product. Hycult Biotech is not responsible for any patent infringements that might result with the use of or derivation of this product.
https://www.hycultbiotech.com/products/types/hm2221-1 | TLR6, Human, mAb TLR6.127 | 20 µg | Flow cytometry, Functional studies, Immuno fluorescence, Immuno precipitation, Paraffin sections |  | The monoclonal antibody TLR6.127 reacts with the human Toll-like receptor 6 (TLR6). Toll-like receptors (TLRs) are highly conserved throughout evolution. They play an essential role in initiating the innate immune response against infectious pathogens. In Drosophila, toll is required for anti-fungal response, while the related 18-wheeler is involved in antibacterial defence. In humans, ten members of the TLR family protein (TLR1 to TLR10) have been identified. TLRs recognize a wide variety of pathogen-associated molecular patterns from bacteria, viruses, and fungi and elicit a wide array of antimicrobial responses. Among TLRs, TLR6 is expressed on the cell surface of monocytes, monocyte-derived immature dendritic cells (iDCs), and neutrophils, but not on B, T or natural killer (NK) cells. Human TLR6 is a 796-aa type l transmembrane protein that is 74% identical with mouse. It contains an N-terminal signal peptide, 19 tandemly repeated extracellular leucine-rich motifs, and a cytoplasmic domain called Toll/IL-1R homology domain, as seen in other TLRs. TLR6 function has been studied mainly in mouse cells. Constitutive expression of TLR6 activates both the nuclear factor kappa-B (NFK-B) and Jun N-terminal kinase (JNK) pathways. Studies in human cells revealed that TLR6 and TLR2 colocalize at the plasma membrane of monocytes. Human TLR6 recognizes diacylated lipoprotein and peptidoglycan at the cell surface cooperatively with human TLR2. Thus, coexpression of TLR2 and TLR6 at the cell surface is crucial for recognition of diacylated lipopeptide and peptideoglycan and subsequent cellular activation in human cells. | Monoclonal antibodies | 0.2 ml (100 µg/ml) 0.2 µm filtered antibody solution in PBS, containing 0.1% bovine serum albumin. | For immunoprecipitation, immunofluorescence staining and flow cytometry dilutions to be used depend on detection system applied. It is recommended that users test the reagent and determine their own optimal dilutions. The typical starting working dilution is 1:50. For neutralization of biological activity, in vitro dilutions have to be made according to the amounts of TLR6 to be inactivated. |  | Mouse IgG1 | Human | Nakoa, Y et al; Surface-expressed TLR6 participates in the recognition of diacylated lipopeptide and peptidoglycan in human cells. J Immunol 2005, 174: 1566. | Product should be stored at 4 °C. Under recommended storage conditions, product is stable for one year. | For research use only. Not for use in or on humans or animals or for diagnostics. It is the responsibility of the user to comply with all local/state and Federal rules in the use of this product. Hycult Biotech is not responsible for any patent infringements that might result with the use of or derivation of this product. |  | CD286
https://www.hycultbiotech.com/products/types/hm2220-1 | TLR2, Human, mAb TLR2.45 | 20 µg | Flow cytometry, Functional studies, Immuno fluorescence, Immuno precipitation |  | The monoclonal antibody TLR2.45 recognizes human TLR2 (CD282). Toll-like receptors (TLR) are highly conserved throughout evolution and are implicated in the innate defense to many pathogens. Mammalian TLRs have been identified as type I transmembrane signaling receptors with pattern recognition capabilities. TLRs recognize pathogen-associated molecular patterns (PAMPs), expressed on infectious agents, and mediate the production of cytokines necessary for the development of effective immunity. The various TLRs exhibit different patterns of expression. Among TLRs, TLR2 is an unique receptor recognizing lipoproteins of Gram-negative bacteria, several whole Gram-positive bacteria, as well as peptidoglycan, lipoteichoic acid and other bacterial cell membrane products. A functional interaction between TLR2 and TLR6 in the cellular response to various bacterial products has been discovered. Bacterial species as diverse as mycobacteria, spirochetes, mycoplasma, Staphylococcus aureus, and Streptococcus pneumoniae have all been shown to mediate cellular activation via TLR2 (CD282). TLR2 is highly expressed in peripheral blood leukocytes, in particular in monocytes, in bone marrow, lymph node and in spleen. Furthermore, TLR2 is detected in lung and fetal liver. In other tissues TLR2 levels are low. The TLR2.45 monoclonal antibody is generated using Ba/F3 cells which stably express human Flag-tagged TLR2. | Monoclonal antibodies | 0.2 ml (100 µg/ml) 0.2 µm filtered antibody solution in PBS, containing 0.1% bovine serum albumin. | For flow cytometry and immunofluorescence dilutions to be used depend on detection system applied. It is recommended that users test the reagent and determine their own optimal dilutions. The typical starting working dilution is 1:50. For neutralization of biological activity in vitro dilutions have to be made according to the amounts of TLR2 to be inactivated. |  | Mouse IgG1 | Human | 1. Nakao, Y et al; Surface-expressed TLR6 participates in the recognition of diacylated lipopeptide and peptidoglycan in human cells. J Immunol 2005, 174: 1566. 2. Uehori, J et al; Dendritic cell maturation induced by muramyl dipeptide (MDP) derivatives: Monoacylated MDP confers TLR2/TLR4 activation. J Immunol 2005, 174: 7096. 3. Funami, K et al; The cytoplasmic 'linker region' in Toll-like receptor 3 controls receptor localization and signaling. Int Immunol 2004, 16: 1143. 4. Matsumoto, M et al; Subcellular localization of Toll-like receptor 3 in human dendritic cells. J Immunol 2003, 171: 3154. 5. Uehori, J et al; Simultaneous blocking of human Toll-like receptors 2 and 4 suppresses myeloid dendritic cell activation induced by Mycobacterium bovis bacillus Calmette-Guérin peptidoglycan. Infect Immun 2003, 71: 4238. | Product should be stored at 4 °C. Under recommended storage conditions, product is stable for one year. | For research use only. Not for use in or on humans or animals or for diagnostics. It is the responsibility of the user to comply with all local/state and federal rules in the use of this product. Hycult Biotech is not responsible for any patent infringements that might result from the use or derivation of this product. |  | CD282, TIL4
https://www.hycultbiotech.com/products/types/hm2218-1 | TNF-alpha, Human, mAb 5N | 20 µg | Functional studies, Immuno assays |  | The monoclonal antibody 5N reacts with Tumor Necrosis Factor alpha (TNF-alpha). Tumor necrosis factor-alpha (TNF-alpha), a homotrimeric 17 KD protein, is a potent mediator of inflammatory and metabolic functions. TNF-alpha was originally detected as a highly cytotoxic cytokine for tumor cells, it causes tumor necrosis in vivo and shows cytolytic activity against tumor cells in vitro. Further TNF-alpha has been implied as central mediator in shock induced by gram negative micro-organisms. The cytokine TNF-alpha is found to be a central mediator in many inflammatory and immunological processes: it can be induced by various products of micro-organisms and by various cytokines but it also induces on its turn the production of many cytokines. Signal transduction occurs via two types of TNF-receptors, the TNF-receptors I and II. The receptors differ strongly in their intra-cellular signaling pathways. The TNF-alpha trimer interacts with either of the two types of TNF-R leading to receptor cross-linking. The monoclonal antibody 5N cross-reacts and cross-neutralizes all monkey species TNF-alpha, except pig-tail macaque. With affinity about two orders lower it recognizes bovine and canine TNF-alpha. | Monoclonal antibodies | 0.2 ml (500 µg/ml) 0.2 µm filtered antibody solution in PBS, containing 0.1% bovine serum albumin. | For neutralization of biological activity in vitro dilutions have to be made according to the amounts of TNF-alpha to be inactivated. The affinity of the monoclonal antibody 5N is 5.7 x 10-10M. The homologous ELISA is useful for the detection of oligomeric human TNF-alpha. It does not recognize monomeric TNF-alpha. |  | Mouse IgG2a | Human | 1. Petyovka, N et al; Homologous ELISA for detection of oligomeric human TNF: properties of the assay. J Immunol Methods 1995, 186: 161 2. Song, X et al; Effects of 2 different anti-tumor necrosis factor-alpha agents in a primate model of subcutaneous formation. J Infect Dis 2002, 185: 204 | Product should be stored at 4 °C. Under recommended storage conditions, product is stable for one year. | For research use only. Not for use in or on humans or animals or for diagnostics. It is the responsibility of the user to comply with all local/state and federal rules in the use of this product. Hycult Biotech is not responsible for any patent infringements that might result from the use or derivation of this product. |  | TNF, TNF-SF2, DIF, Cachectin
https://www.hycultbiotech.com/products/types/hm2215-1 | CD73, Human, mAb 4G4 | 20 µg | Flow cytometry, Frozen sections, Functional studies, Immuno fluorescence, Immuno precipitation, Western blot |  | The monoclonal antibody 4G4 recognizes both membrane bound and soluble human CD73, also known as ecto-5’-nucleotidase. CD73 is a 70-kDa GPI-anchored cell surface molecule and belongs to the 5’-nucleosidase family. CD73 is useful as marker for lymphocyte differentiation. It is abundantly expressed on the vascular endothelium and at a low level on certain subpopulations of human lymphocytes. Like many glycosyl-phosphatidylinositol (GPI)-anchored molecules, it transmits potent activation signals in T cells when ligated by antibodies. CD73 hydrolyzes extracellular nucleotides into membrane permeable nucleosides. Ecto-5’-nucleotidase activity is an important mediator of the anti-inflammatory effect by converting extracellular AMP into a potent anti-inflammatory substance adenosine. CD73 has been shown to function as a co-stimulatory molecule in human T cells and to have a role in regulating lymphocyte adhesion. Triggering of CD73 on the surface of lymphocytes, but not on endothelial cells, results in the shedding of the CD73 and increased adhesion of lymphocytes to endothelium via LFA-1 clustering. Furthermore, CD73 has been implicated to mediate homing of skin-infiltrating lymphocytes in vivo. In B-cell chronic lymphocytic leukemia the expression of CD73 is decreased. Besides this, CD73 activity has been implicated as sensitive and useful indicator for mild zinc deficiency. The monoclonal antibody 4G4 causes a reduction in CD73 expression on lymphocytes, reduces enzyme activity, and inhibits the binding of lymphocytes to endothelial cells. | Monoclonal antibodies | 0.2 ml (100 μg/ml) 0.2 μm filtered protein G purified antibody solution in PBS containing 0.1% bovine serum albumin. The endotoxin concentration is < 24 EU/mg, determined with HIT302 LAL Assay. | Dilutions to be used depend on detection system applied. It is recommended that users test the reagent and determine their own optimal dilutions. The typical starting working dilution is 1:50. | Inflamed synovial stroma from rheumatoid arthritis patients | Mouse IgG1 | Human | 1. Airas, L et al; Lymphocyte-vascular adhesion protein-2 is a novel 70-kDa molecule involved in lymphocyte adhesion to vascular endothelium. J Immunol 1993, 151: 4228 2. Airas, L et al; CD73 is involved in lymphocyte binding to the endothelium: characterization of lymphocyte-vascular adhesion protein 2 identifies it as CD73. J Exp Med 1995, 182: 1603 3. Airas, L et al; Differential regulation and function of CD73, a glycosyl-phosphatidylinositol-linked 70-kD adhesion molecule, on lymphocytes and endothelial cells. J Cell Biol 1997, 136: 421 4. Airas, L et al; CD73 engagement promotes lymphocyte binding to endothelial cells via a lymphocyte function-associated antigen-1-dependent mechanism. J Immunol 2000, 165: 5411 5. Niemelä, J et al; IFN-alpha induced adenosine production on the endothelium: a mechanism mediated by CD73 (ecto-5’-nucleotidase) up-regulation. J Immunol 2004, 172: 1646 | Product should be stored at 4 °C. Under recommended storage conditions, product is stable for one year. | For research use only. Not for use in or on humans or animals or for diagnostics. It is the responsibility of the user to comply with all local/state and federal rules in the use of this product. Hycult Biotech is not responsible for any patent infringements that might result from the use or derivation of this product. | F: Tissue sections were fixed in acetone.- As positive control anti-CD31 was used and as negative control an isotype antibody (Ref.5). FC: Antibody 4G4 stains the extracellular domain of CD73. As positive control anti-CD3- was used and as negative control an irrelevant antibody (Ref.1). FS: Antibody 4G4 functions as an inhibitor of lymphocyte binding to HUVEC. The antibody was functionally tested by incubating the lymphocytes with the antibody before adding the lymphocytes to an EC monolayer (Ref.1). Furthermore the monoclonal antibody 4G4 causes a reduction in CD73 expression on lymphocytes (Ref.5) and reduces enzyme activity (Ref.2). IF: HUVEC cells were seeded on gelatin-coated coverslips and stained with antibody (Ref.5). | 5'-nucleotidase, ecto (CD73) Gene name: NT5E
https://www.hycultbiotech.com/products/types/hm2210-1 | CD96, Human, mAb NK92.39 | 20 µg | Flow cytometry, Functional studies |  | The monoclonal antibody NK92.39 reacts with CD96, also known as T cell-activated increased late expression (Tactile). CD96 promotes natural killer (NK) cell adhesion to target cells expressing the poliovirus receptor (PVR or CD155). Furthermore CD96 stimulates cytotoxicity of activated NK cells, and mediates acquisition of PVR from target cells. This means NK cells have due to the receptor CD96 a dual receptor system that recognizes nectins and nectin-like molecules on target cells and mediates NK cells adhesion and triggering of effector functions. As PVR is highly expressed in certain tumors, this receptor system may be critical for NK cell recognition of tumors. The monoclonal antibody NK92.39 blocks binding of soluble poliovirus receptor (PVR) to NK92 cells. | Monoclonal antibodies | 0.2 ml (100 µg/ml) 0.2 µm filtered antibody solution in PBS, containing 0.1% bovine serum albumin. | For flow cytometry dilutions to be used depend on detection system applied. It is recommended that users test the reagent and determine their own optimal dilutions. The typical starting working dilution is 1:50. For functional studies in vitro dilutions have to be made according to the amounts of CD96 to be inactivated. |  | Mouse IgG1 | Human | Fuchs, A et al; Cutting edge: CD96 (Tactile) promotes NK cell-target cell adhesion by interacting with the poliovirus receptor (CD155). J Immunol 2004, 172: 3994 | Product should be stored at 4 °C. Under recommended storage conditions, product is stable for one year. | For research use only. Not for use in or on humans or animals or for diagnostics. It is the responsibility of the user to comply with all local/state and Federal rules in the use of this product. Hycult Biotech is not responsible for any patent infringements that might result with the use of or derivation of this product.
https://www.hycultbiotech.com/products/types/hm2209f-1 | DC-SIGN, Human, mAb DCN47.5, FITC | 20 µg | Flow cytometry, Functional studies |  | The monoclonal antibody DCN47.5 reacts with the C-type lectin, DC-SIGN (CD209), exclusively expressed on human dendritic cells (DC). DC are specialized antigen presenting cells and bridge the innate and the adaptive immune system. They provide high levels of costimulation necessary for activation of both naïve and antigen-experienced T-cells. Immature DC are capable to migrate to inflammatory sites, capture antigen and process it internally to form MHC-peptide complexes. Following antigen uptake, DC undergo maturation and migrate to lymphoid organs where they can present MHC-peptide complexes to resting T-cells and drive T-cell proliferation. During differentiation and maturation of DC, several phenotypic surface markers are expressed: CD1a, CD4, CD11, CD40, CD86, and HLA-DR. Immature DC predominantly express CCR5 which enables DC to migrate to inflammatory sites, whereas mature DC express high levels of CXCR4, a receptor that facilitates migration to lymphoid organs. DC also express DC-specific, ICAM-3 grabbing, nonintegrin (DC-SIGN), a 44 kDa C-type lectin that binds to the HIV-1 envelope glycoprotein gp120, ICAM-3 on T-cells and ICAM-2 on endothelial cells. HIV virions are able to infect cells expressing CD4 and the chemokine co-receptors CCR5 or CXCR4 and can attach to DC-SIGN to extend virion lifespan. Therefore, DC are candidates for HIV-1 infection. DC-SIGN-ICAM-3 binding is integrin-independent but calcium-dependent and antibodies reactive against DC-SIGN can be used to study DC-SIGN-ICAM3 binding. The monoclonal antibody DCN47.5 specifically reacts with the C-type lectin DC-SIGN (CD209) expressed on human dendritic cells and inhibits binding of DC-SIGN to ICAM-2 on endothelial cells. | Monoclonal antibodies | 0.2 ml (100 μg/ml) 0.2 μm filtered protein G purified FITC conjugated antibody solution in PBS containing 1.0% bovine serum albumin and 0.02% sodium azide. | Dilutions to be used depend on detection system applied. It is recommended that users test the reagent and determine their own optimal dilutions. The typical starting working dilution is 1:50. | Human monocyte-derived dendritic cells | Mouse IgG1 | Human | 1. Leeuwenberg, JFM et al; Slow release of soluble TNF-Receptors by monocytes in vitro. J Immunol 1994, 152: 4036 2. Leeuwenberg, JFM et al; Lipopolysaccharide LPS-mediated soluble TNF-Receptor release and TNF-Receptor expression by monocytes; role of CD14, LPS binding protein and bactericidal/permeability-increasing protein. J Immnol 1994, 152: 5070 3. Marchetti, L et al; Tumor necrosis factor (TNF)-mediated neuroprotection against glutamate-induced excitotoxicity is enhanced by N-methyl-D-aspartate receptor activation. Essential role of a TNF receptor 2-mediated phosphatidylinositol 3-kinasedependent NF-kappa B pathway. J Biol Chem 2004, 279: 32869 | Product should be stored at 4 °C. Under recommended storage conditions, product is stable for one year. | For research use only. Not for use in or on humans or animals or for diagnostics. It is the responsibility of the user to comply with all local/state and Federal rules in the use of this product. Hycult Biotech is not responsible for any patent infringements that might result with the use or derivation of this product. |  | CD209 antigen, C-type lectin domain family 4 member L, Dendritic cell-specific ICAM-3-grabbing non-integrin 1 Gene name: CD209
https://www.hycultbiotech.com/products/types/hm2209-1 | DC-SIGN, Human, mAb DCN47.5 | 20 µg | Flow cytometry, Functional studies |  | The monoclonal antibody DCN47.5 reacts with the C-type lectin, DC-SIGN (CD209), exclusively expressed on human dendritic cells (DC). DC are specialized antigen presenting cells and bridge the innate and the adaptive immune system. They provide high levels of costimulation necessary for activation of both naïve and antigen-experienced T-cells. Immature DC are capable to migrate to inflammatory sites, capture antigen and process it internally to form MHC-peptide complexes. Following antigen uptake, DC undergo maturation and migrate to lymphoid organs where they can present MHC-peptide complexes to resting T-cells and drive T-cell proliferation. During differentiation and maturation of DC, several phenotypic surface markers are expressed: CD1a, CD4, CD11, CD40, CD86, and HLA-DR. Immature DC predominantly express CCR5 which enables DC to migrate to inflammatory sites, whereas mature DC express high levels of CXCR4, a receptor that facilitates migration to lymphoid organs. DC also express DC-specific, ICAM-3 grabbing, nonintegrin (DC-SIGN), a 44 kDa C-type lectin that binds to the HIV-1 envelope glycoprotein gp120, ICAM-3 on T-cells and ICAM-2 on endothelial cells. HIV virions are able to infect cells expressing CD4 and the chemokine co-receptors CCR5 or CXCR4 and can attach to DC-SIGN to extend virion lifespan. Therefore, DC are candidates for HIV-1 infection. DC-SIGN-ICAM-3 binding is integrin-independent but calcium-dependent and antibodies reactive against DC-SIGN can be used to study DC-SIGN-ICAM3 binding. The monoclonal antibody DCN47.5 specifically reacts with the C-type lectin DC-SIGN (CD209) expressed on human dendritic cells and inhibits binding of DC-SIGN to ICAM-2 on endothelial cells. | Monoclonal antibodies | 0.2 ml (100 μg/ml) 0.2 μm filtered protein G purified antibody solution in PBS containing 0.1% bovine serum albumin. | Dilutions to be used depend on detection system applied. It is recommended that users test the reagent and determine their own optimal dilutions. The typical starting working dilution is 1:50. | Human monocyte-derived dendritic cells | Mouse IgG1 | Human | 1. Leeuwenberg, JFM et al; Slow release of soluble TNF-Receptors by monocytes in vitro. J Immunol 1994, 152: 4036 2. Leeuwenberg, JFM et al; Lipopolysaccharide LPS-mediated soluble TNF-Receptor release and TNF-Receptor expression by monocytes; role of CD14, LPS binding protein and bactericidal/permeability-increasing protein. J Immnol 1994, 152: 5070 3. Marchetti, L et al; Tumor necrosis factor (TNF)-mediated neuroprotection against glutamate-induced excitotoxicity is enhanced by N-methyl-D-aspartate receptor activation. Essential role of a TNF receptor 2-mediated phosphatidylinositol 3-kinasedependent NF-kappa B pathway. J Biol Chem 2004, 279: 32869 | Product should be stored at 4 °C. Under recommended storage conditions, product is stable for one year. | For research use only. Not for use in or on humans or animals or for diagnostics. It is the responsibility of the user to comply with all local/state and Federal rules in the use of this product. Hycult Biotech is not responsible for any patent infringements that might result with the use or derivation of this product. |  | CD209 antigen, C-type lectin domain family 4 member L, Dendritic cell-specific ICAM-3-grabbing non-integrin 1 Gene name: CD209
https://www.hycultbiotech.com/products/types/hm2208-1 | MARCO, Human, mAb PLK-1 | 20 µg | Flow cytometry, Frozen sections, Functional studies, Immuno fluorescence, Immuno precipitation, Western blot |  | The monoclonal antibody PLK-1 recognizes the macrophage receptor with collagenous structure (MARCO). The scavenger receptors (SRs) expressed by macrophages are thought to play an important role in the immune response against bacteria by mediating ligand binding and phagocytosis. SRs can be divided into three different classes based upon their structural properties, which are termed SR-A, SR-B and SR-C. SRs-A are homotrimeric glycoproteins composed of 77 kDa monomers subdivided into 3 types.. The molecular structure of MARCO resembles that of SR-A type I, containing a triple-helical collagenous domain and a scavenger receptor cysteine-rich (SRCR) domain at the C terminus. MARCO is only expressed in some subpopulations of macrophages, although its expression can be strongly upregulated during infection or LPS treatment. Furthermore, MARCO is, like sinusoidal endothelial cell markers DC-SIGNR, LYVE-1 and stabilin-2, expressed by sinusoidal endothelial cells in lymph node. MARCO expressed by alveolar macrophages seems to play an important role in response to inhaled particles and airborne pathogens. The monoclonal antibody PLK-1 binds specifically to MARCO, and has been shown to partially block ligand binding. | Monoclonal antibodies | 0.2 ml (100 µg/ml) 0.2 µm filtered antibody solution in PBS, containing 0.1% bovine serum albumin. | For immunohistology and flow cytometry dilutions to be used depend on detection system applied. It is recommended that users test the reagent and determine their own optimal dilutions. The typical starting working dilution is 1:50. For inhibition of biological activity in vitro dilutions have to be made according to the amounts of MARCO to be inactivated. | Human alveolar macrophages (recognizes domain V between residues 420 and 431) | Mouse IgG3 | Human | 1. Palecanda, A et al; Receptors for unopsonized particles: the role of alveolar macrophage scavenger receptors.. Curr Mol Med 2001, 1: 589 2. Bunn, H et al; MARCO expression on pediatric alveolar macrophages. Cytometry 2004, 60B: 54 3. Arredouani, M, et al; MARCO is the major binding receptor for unopsonized particles and bacteria on human alveolar macrophages. J Immunol 2005, 175: 6058 4. Martens, J-H et al; Differential expression of a gene signature for scavenger/lectin receptors by endothelial cells and macrophages in human lymph node sinuses, the primary sites of regional metastasis. J Pathol 2006, 208: 574 5. Hamilton, R et al; MARCO mediates silica uptake and toxicity in alveolar macrophages from C57BL/6 mice. J Biol Chem 2006, 281: 34218 6. Bowdish, D et al; MARCO, TLR2, and CD14 are required for macrophage cytokine responses to mycobacterial trehalose dimycolate and Mycobacterium tuberculosis. PloS Pathog 2009, 5: e1000474 | Product should be stored at 4 °C. Under recommended storage conditions, product is stable for one year. | For research use only. Not for use in or on humans or animals or for diagnostics. It is the responsibility of the user to comply with all local/state and Federal rules in the use of this product. Hycult Biotech is not responsible for any patent infringements that might result with the use or derivation of this product. | IHC-F:- Tissue sections can be- fixed in acetone or 2% paraformaldehyde. PLK-1 antibody was used at 5 µg/ml (Ref. 3, 4). FC: Antibody PLK-1 weakly stains alveolar macrophages by recognizing the extracellular domain of MARCO. Transfected COS cells were used as positive control (Ref. 1). FS: Antibody PLK-1 blocks human alveolar macrophages binding to unopsonized particles (Ref.1,3,5). IF: Aveolar macrophages and transfected CHO cells were stained for MARCO using 0.6 µg/ml PLK-1 antibody (Ref. 2, 5) IP: Antibody PLK-1 immunoprecipitates MARCO as 60 and 50 kDa protein from lysates obtained from COS cells transfected with human MARCO (Ref. 3). W: Antibody PLK-1 stained MARCO under non-reducing conditions (Ref. 6). | SCARA2, scavenger receptor class A member 2, macrophage receptor with collagenous structure
https://www.hycultbiotech.com/products/types/hm2207f-1 | MAdCAM-1, Human, mAb 314G8, FITC | 20 µg | Frozen sections, Functional studies, Immuno assays, Paraffin sections, Western blot |  | The monocolonal antibody 314G8 reacts with human mucosal addressin cell adhesion molecules-1 (MAdCAM-1), a key player in mediating the infiltration of leukocytes into chronically inflamed tissue. MAdCAM-1 is a cell-surface Ig superfamily member composed of two extracellular Ig domains, followed by a mucin-like domain, a transmembrane domain and a short cytoplasmatic domain. It interacts via its N-terminal Ig domain with the lymphocyte homing receptor alpha4beta7, which plays a critical role in forming the gut-associated lymphoid system. MAdCAM-1 promotes the adhesion of T- and B cells, monocytes/macrophages, and potentially eosinophils, basophils, and differentiated mast cells to the vascular endothelium. Mucosal addressin cell adhesion molecule-1 RNA transcripts are predominantly expressed in the small intestine, mesenteric lymph nodes, colon and spleen; and are very weakly expresssed in human pancreas and brain. The monocolonal antibody 314G8 recognizes a site in the N-terminal Ig domain of MAdCAM-1. The monoclonal antibody 314G8 detects MAdCAM-1 on venules in the spleen and small intestine. MAdCAM-1 is strongly expressed in the synovium of osteoarthritis patients, predominantly on the endothelial lining of blood vessels, but also within the vessel lumen. The monoclonal antibody 314G8 may be useful in diagnosis of inflammation in humans by monitoring the presence and levels of MAdCAM-1. | Monoclonal antibodies | 0.2 ml (100 µg/ml) 0.2 µm filtered antibody solution in PBS, containing 1% bovine serum albumin and 0.02% sodium azide. | For immunohistology, flow cytometry and Western blotting dilutions to be used depend on detection system applied. It is recommended that users test the reagent and determine their own optimal dilutions. The typical starting working dilution is 1:50. For inhibition of biological activity in vitro dilutions have to be made according to the amounts of MAdCAM-1 to be inactivated. |  | Mouse IgG1 | Human | 1. Leung, E et al; Bioassay detects soluble MAdCAM-1 in body fluids. Immunol Cell Biol 2004, 82: 400 | Product should be stored at 4 °C. Under recommended storage conditions, product is stable for one year. | For research use only. Not for use in or on humans or animals or for diagnostics. It is the responsibility of the user to comply with all local/state and Federal rules in the use of this product. Hycult Biotech is not responsible for any patent infringements that might result with the use of or derivation of this product.
https://www.hycultbiotech.com/products/types/hm2207-1 | MAdCAM-1, Human, mAb 314G8 | 20 µg | Frozen sections, Functional studies, Immuno assays, Paraffin sections, Western blot |  | The monocolonal antibody 314G8 reacts with human mucosal addressin cell adhesion molecules-1 (MAdCAM-1), a key player in mediating the infiltration of leukocytes into chronically inflamed tissue. MAdCAM-1 is a cell-surface Ig superfamily member composed of two extracellular Ig domains, followed by a mucin-like domain, a transmembrane domain and a short cytoplasmatic domain. It interacts via its N-terminal Ig domain with the lymphocyte homing receptor alpha4beta7, which plays a critical role in forming the gut-associated lymphoid system. MAdCAM-1 promotes the adhesion of T- and B cells, monocytes/macrophages, and potentially eosinophils, basophils, and differentiated mast cells to the vascular endothelium. Mucosal addressin cell adhesion molecule-1 RNA transcripts are predominantly expressed in the small intestine, mesenteric lymph nodes, colon and spleen; and are very weakly expresssed in human pancreas and brain. The monocolonal antibody 314G8 recognizes a site in the N-terminal Ig domain of MAdCAM-1. The monoclonal antibody 314G8 detects MAdCAM-1 on venules in the spleen and small intestine. MAdCAM-1 is strongly expressed in the synovium of osteoarthritis patients, predominantly on the endothelial lining of blood vessels, but also within the vessel lumen. The monoclonal antibody 314G8 may be useful in diagnosis of inflammation in humans by monitoring the presence and levels of MAdCAM-1. | Monoclonal antibodies | 0.2 ml (100 µg/ml) 0.2 µm filtered antibody solution in PBS, containing 0.1% bovine serum albumin. | For immunohistology, flow cytometry and Western blotting dilutions to be used depend on detection system applied. It is recommended that users test the reagent and determine their own optimal dilutions. The typical starting working dilution is 1:50. For inhibition of biological activity in vitro dilutions have to be made according to the amounts of MAdCAM-1 to be inactivated. |  | Mouse IgG1 | Human | Leung, E et al; Bioassay detects soluble MAdCAM-1 in body fluids. Immunol Cell Biol 2004, 82: 400 | Product should be stored at 4 °C. Under recommended storage conditions, product is stable for one year. | For research use only. Not for use in or on humans or animals or for diagnostics. It is the responsibility of the user to comply with all local/state and Federal rules in the use of this product. Hycult Biotech is not responsible for any patent infringements that might result with the use of or derivation of this product.
https://www.hycultbiotech.com/products/types/hm2186-1 | Galectin-3, Human, mAb B2C10 | 20 µg | Flow cytometry, Frozen sections, Functional studies, Immuno assays, Paraffin sections, Western blot |  | The monoclonal antibody B2C10 reacts with galectin-3, a 30 kDa protein. Galectin-3 is a member of the galectin family. The protein is composed of three domains: a small amino-terminal domain, a carboxyl-terminal carbohydrate recognition domain (CRD) and amino-terminal domain containing repeating elements. Galectin-3 is normally distributed in epithelia of many organs and various inflammatory cells, including macrophages, as well as dendritic cells and Kupffer cells. The expression of this lectin is up-regulated during inflammation, cell proliferation, cell differentiation and through trans-activation by viral proteins. The expression is also affected by neoplastic transformation: up-regulated in certain types of lymphomas and thyroid carcinoma, while down-regulated in other types of malignancies, such as colon, breast, ovarian and uterine carcinomas. Galectin-3 has been shown to function through both intracellular and extracellular actions. Related to its intracellular functions, galectin-3 has been identified as a component of heterogeneous nuclear ribonuclear protein (hnRNP), a factor in pre-mRNA splicing, and has been found to control cell cycle and prevent T cell apoptosis. On the other hand, this protein has also been demonstrated to function as extracellular molecule in activating various types of cells, including monocytes/macrophages, mast cells, neutrophils and lymphocytes. Galectin-3 has been shown to mediate cell-cell and cell-extracellular matrix interactions. The monoclonal antibody B2C10 inhibits the binding of 125I-labeled galectin-3 to IgE coated on microtiter plates, the galecin-3’s hemagglutination activity and galectin-3-induced superoxide production by human neutrophils. This inhibitory activity of B2C10 is probably the result of its disruption of the self-association process. The epitope of the monoclonal antibody B2C10 is found within the first 45 amino acids of galectin-3. The antibody B2C10 does not react with Galecin-3C and is cross reactive with mouse galectin-3. | Monoclonal antibodies | 0.2 ml (100 μg/ml) 0.2 μm filtered protein G purified antibody solution in PBS containing 0.1% bovine serum albumin. | Dilutions to be used depend on detection system applied. It is recommended that users test the reagent and determine their own optimal dilutions. The typical starting working dilution is 1:50. | Recombinant human Galectin-3 | Mouse IgG1 | Human | 1. Liu, F et al; Modulation of functional properties of galectin-3 by monoclonal antibodies binding to the non-lectin domains. Biochemistry 1996, 35: 6073 2. Sano, H et al; Human galectin-3 is a novel chemoattractant for monocytes and macrophages. J Immunol 2000, 165: 2156 3. Feilchenfeldt, J et al; Expression of galactin-3 in normal and malignant thyroid tissue by quantitative PCR and immunohistochemistry. Mod Pathol 2003, 16: 1117 | Product should be stored at 4 °C. Under recommended storage conditions, product is stable for one year. | For research use only. Not for use in or on humans or animals or for diagnostics. It is the responsibility of the user to comply with all local/state and Federal rules in the use of this product. Hycult Biotech is not responsible for any patent infringements that might result with the use of or derivation of this product. | IHC: Endogenous peroxidase activity was blocked by incubation with 1.1% H2O2 for 10 minutes. Nonspecific binding of the second antibody was avoided by preincubation with normal rabbit serum for 15 minutes. FS: 10 mg/ml of B2C10, but not an isotype-matched control mAb, completely inhibited monocyte migration induced by galectin-3 at all concentrations examined (ref. 2).
https://www.hycultbiotech.com/products/types/hm2183-1 | CD11/CD18 (LFA-1), Human, mAb 24 | 20 µg | Flow cytometry, Frozen sections, Functional studies, Immuno assays, Immuno precipitation |  | The monoclonal antibody 24 recognizes an epitope of 174 kD present on leukocyte integrins, CD11/CD18 (LFA-1) or beta 2-type integrins. The leukocyte integrins are a family of heterodimeric receptors that mediate divalent cation-dependent cellular adhesion reactions. T cells use integrins in essentially all of their functions. Integrins become active following signalling through other membrane receptors, which cause both affinity alteration and an increase in integrin clustering. The monoclonal antibody 24 recognizes a structural feature and is strictly dependent upon the presence of Mg2+. The epitope is located within, or in close proximity to, the three conserved cation binding domains and therefore a measure of Mg2+ bound to the leukocyte integrins and thus reflects functionally active molecules. The epitope can be induced on polymorphonuclear leukocytes and on monocytes. Glu173 and Glu175 of the beta(2) I domain are identified as critical for antibody 24 binding. The monoclonal antibody 24 inhibits monocyte-dependent, antigen specific T cell proliferation and IL-2- activated natural killer cell assays. The antibody does not interfere with mitogen-stimulated T cell proliferation. Furthermore the monoclonal antibody 24 prevents “deadhesion” of receptor/ligand pairs, possible locking leukocyte integrins in an “active” conformation. | Monoclonal antibodies | 0.2 ml (100 µg/ml) 0.2 µm filtered antibody solution in PBS, containing 0.1% bovine serum albumin. | For immunohistology and flow cytometry dilutions to be used depend on detection system applied. It is recommended that users test the reagent and determine their own optimal dilutions. The typical starting working dilution is 1:50. For functional studies dilutions have to be made according to the amounts activated CD11/CD18 to be inhibited. |  | Mouse IgG1 | Human | 1. Hogg, N et al; An anti-human monocyte/macrophage monoclonal antibody, reacting most strongly with macrophages in lymphoid tissue. Cell Immunol 1985, 92: 247 2. Dransfield, I et al; Regulated expression of Mg2+ binding epitope on leukocyte integrin alpha subunits. EMBO J 1989, 8: 3759 3. Dransfield, I et al; Interaction of leukocyte integrins with ligand is necessary but not sufficient for function. J Cell Biol 1992, 116: 1527 4. Kamata, T et al; The role of the CPNKEKEC sequence in the beta(2) subunit I domain in regulation of integrin alpha(L)beta(2) (LFA-1). J Immunol 2002, 168: 2296 5. Hogg, N et al; T-cell integrins: more than just sticking points. J Cell Sci 2003, 116: 4695 | Product should be stored at 4 °C. Under recommended storage conditions, product is stable for one year. | For research use only. Not for use in or on humans or animals or for diagnostics. It is the responsibility of the user to comply with all local/state and Federal rules in the use of this product. Hycult Biotech is not responsible for any patent infringements that might result with the use of or derivation of this product. |  | LFA-1
https://www.hycultbiotech.com/products/types/hm2180-1 | PAI-1, Human, mAb MA-55F4C12 | 20 µg | Functional studies, Immuno assays |  | Plasminogen activator inhibitor type-1 (PAI-1), a member of the serine protease inhibitor (serpin) superfamily is an important protein in the regulation of fibrinolysis. PAI-1 is unique among the serpins because of its functional and conformational flexibility. PAI-1 is the most important physiological inhibitor of both tissue-type plasminogen activator (t-PA) and urokinase-type plasminogen activator (u-PA). Increased PAI-1 levels are associated with thrombotic events and is an established risk factor for cardiovascular diseases. The active conformation PAI-1 inhibits its target proteinases by the formation of a stable, inactive complex. Although PAI-1 is synthesized as an active molecule, it converts spontaneously to an inactive, latent form that can be partially reactivated by denaturing agents. In addition, a third conformation reacting as a non-inhibitory substrate towards various target proteinases has been identified. The epitope of monoclonal antibody MA-55F4C12 is within the stretch of 29 amino acids in PAI-1 (region Glu128-Ala131). Glu128, Val129, Glu130, Arg131 and Lys154 are the major determinants. All five residues act cooperatively in the binding to MA-55F4C12 and constitute the epitope. The epitope of the antibody does not cover the complete alpha-helix F and turn connecting alpha-helix F and beta-strand s3A, but is restricted to the hinge region between alpha-helix F and the main part of the PAI-1 molecule. The monoclonal antibody MA-55F4C12 is a 'switching' antibody, capable of inducing a non-inhibitory substrate form of PAI-1. The antibody cross reacts with rat and mouse PAI-1. | Monoclonal antibodies | 0.2 ml (100 µg/ml) 0.2 µm filtered antibody solution in PBS, containing 0.1% bovine serum albumin. | For inhibition of biological activity dilutions have to be made according to the amounts PAI-1 to be inactivated. |  | Mouse IgG1 | Human | 1. Debrock, S et al; Neutralization of plasminogen activator inhibitor-1 inhibitory properties: identification of two different mechanisms. Biochim Biophys Acta 1997, 1337: 257 2. Bijnens, A et al; Importance of the hinge region between alpha-helix F and the main part of serpins, based upon identification of the epitope of plasminogen activator inhibitor type 1 neutralizing antibodies. J Biol Chem 2000, 275: 6375 3. Naessens, D et al; Elucidation of the epitope of a latency-inducing antibody: identification of a new molecular target for PAI-1 inhibition. Thromb Haemost 2003, 90: 52 | Product should be stored at 4 °C. Under recommended storage conditions, product is stable for one year. | For research use only. Not for use in or on humans or animals or for diagnostics. It is the responsibility of the user to comply with all local/state and Federal rules in the use of this product. Hycult Biotech is not responsible for any patent infringements that might result with the use of or derivation of this product.
https://www.hycultbiotech.com/products/types/hm2179-1 | PAI-1, Human, mAb MA-33H1F7 | 20 µg | Functional studies, Immuno assays, Western blot |  | Plasminogen activator inhibitor type-1 (PAI-1), a member of the serine protease inhibitor (serpin) superfamily, is an important protein in the regulation of fibrinolysis. PAI-1 is unique among the serpins because of its functional and conformational flexibility. PAI-1 is the most important physiological inhibitor of both tissue-type plasminogen activator (t-PA) and urokinase-type plasminogen activator (u- PA). Increased PAI-1 levels are associated with thrombotic events and is an established risk factor for cardiovascular diseases. The active conformation PAI-1 inhibits its target proteinases by the formation of a stable, inactive complex. Although PAI-1 is synthesized as an active molecule, it converts spontaneously to an inactive, latent form that can be partially reactivated by denaturing agents. In addition, a third conformation reacting as a non-inhibitory substrate towards various target proteinases has been identified. The epitope of monoclonal antibody MA-33H1F7 is predominantly composed of three residues (Lys154/Glu130/Arg131), positioned virtually linearly in the three-dimensional structure. The epitope of the antibody does not cover the complete alpha-helix F and turn connecting alpha-helix F and beta-strand s3A, but is restricted to the hinge region between alpha-helix F and the main part of the PAI-1 molecule. The monoclonal antibody MA-33H1F7 is a ‘switching’ antibody, capable of inducing a non-inhibitory substrate form of PAI-1. It was shown to inhibit PAI-1 in a dose dependent manner. | Monoclonal antibodies | 0.2 ml (100 µg/ml) 0.2 µm filtered antibody solution in PBS, containing 0.1% bovine serum albumin. | For Western blotting, dilutions to be used depend on detection system applied. It is recommended that users test the reagent and determine their own optimal dilutions. The typical starting working dilution is 1:50. For functional studies, dilutions have to be optimized in user's experimental setting. | Human PAI-1/t-PA complex | Mouse IgG1 | Human | 1. Debrock, S et al; Neutralization of plasminogen activator inhibitor-1 inhibitory properties: identification of two different mechanisms. Biochim Biophys Acta 1997, 1337: 257 2. Berry, C et al; Antithrombotic activity of a monoclonal antibody inducing the substrate form of plasminogen activator inhibitor type 1 in rat models of venous and arterial thrombosis. Br J Pharm 1998, 125: 29 3. Bijnens, A et al; Importance of the hinge region between alpha-helix F and the main part of serpins, based upon identification of the epitope of plasminogen activator inhibitor type 1 neutralizing antibodies. J Biol Chem 2000, 275: 6375 4. Rupin, A et al; Inactivation of plasminogen activator inhibitor-1 accelerates thrombolysis of a platelet-rich thrombus in rat mesenteric arterioles. Thromb Haemst 2001, 86: 1528 5. Sironi, L et al; Effect of valsartan on angiotensin ll-induced plasminogen activator inhibitor-1 biosynthesis in arterial smooth muscle cells. J Am Heart Ass 2001, 37: 961 6. Komissarov, A et al; Redirection of the reaction between activated protein C and a serpin to the substrate pathway. Thromb Res. 2008, 122: 397 | Product should be stored at 4 °C. Under recommended storage conditions, product is stable for at least one year. The exact expiry date is indicated on the label. | For research use only. Not for use in or on humans or animals or for diagnostics. It is the responsibility of the user to comply with all local/state and federal rules in the use of this product. Hycult Biotech is not responsible for any patent infringements that might result from the use or derivation of this product. | W: A non-reduced sample treatment and SDS-Page was used. The band size is 52 kDa (Ref.5). FS: Antibody MA-33H1F7 functions as an antagonist. The antibody was- incubated with active PAI-1 and residual activity was measured by a functional assay (Ref.1). | PAI-1, endothelial plasminogen activator inhibitor, serpin E1
https://www.hycultbiotech.com/products/types/hm2172f-1 | Proteinase 3, Human, mAb PR3G-2, FITC | 20 µg | Flow cytometry, Functional studies, Immuno assays, Western blot |  | Monoclonal antibody PR3G-2 reacts with human proteinase 3 (PR3), a 30 kDa protein. PR3 is a major antigen recognized by autoantibodies directed against cytoplasmic proteins of neutrophilic granulocytes and monocytes (called anti-neutrophil cytoplasmic autoantibodies (ANCA)). ANCA are able to activate primed neutrophils to produce oxygen radicals and release lytic enzymes, including PR3. Proteinase 3 (PR3) was identified as the target antigen of ANCA in Wegener's granulomatosis (WG). ANCA directed against PR3 (PR3-ANCA) can interfere with the binding of PR3 to its physiological inhibitor alpha1-antitrypsin (alpha1-AT) and with the proteolytic activity of PR3. At the site of inflammation, PR3 can cleave the PR3-ANCA complex between these inhibiting ANCA and PR3 itself, leaving active PR3. Autoantibodies to PR3 are potent activators of the 5-lipoxygenase pathway in primed human neutrophils. Extracellular free arachidonic acid, as present at an inflammatory focus, synergizes with such autoantibodies to evoke full-blown lipid mediator generation, granule secretion and respiratory burst. Proteinase 3 (PR3) is a neutral serine proteinase, which is localized in the azurophilic granules of neutrophils and in granules of monocytes and can be detected in the membrane of secretory vesicles. PR3 degrades a number of extracellular matrix proteins such as elastin and inactivates human C1 inhibitor. Membrane-associated PR3 is also able to activate caspase-3 without triggering apoptosis of neutrophils, which is possibly a neutrophil survival mechanism. In addition, PR3 is involved in myeloid differentiation and is, therefore, also called myeloblastin. The monoclonal antibody PR3G-2 was produced by immunization of mice with a crude granule extract. | Monoclonal antibodies | 0.2 ml (100 µg/ml) 0.2 µm filtered FITC conjugated antibody solution in PBS, containing 1% bovine serum albumin and 0.02% sodium azide. | For immunohistology, flow cytometry and Western blotting dilutions to be used depend on detection system applied. It is recommended that users test the reagent and determine their own optimal dilutions. The typical starting working dilution is 1:50. |  | Mouse IgG1 | Human | 1. Geld van der, Y et al; Characterization of monoclonal antibodies to proteinase 3 (PR3) as candidate tools for epitope mapping of human anti-PR3 autoantibodies. Clin Exp Immunol 1999, 118: 487 2. Pederzoli, M et al: Proeinase-3 induces procaspase-3 activation in the absence of apoptosis: potential role of this compartmentalized activation of membrane-associated procaspase-3 in neutrophils. J Immunol 2005, 174: 6381 | Product should be stored at 4 °C. Under recommended storage conditions, product is stable for one year. | For research use only. Not for use in or on humans or animals or for diagnostics. It is the responsibility of the user to comply with all local/state and federal rules in the use of this product. Hycult Biotech is not responsible for any patent infringements that might result from the use or derivation of this product. |  | Myeloblastin
https://www.hycultbiotech.com/products/types/hm2172-1 | Proteinase 3, Human, mAb PR3G-2 | 20 µg | Flow cytometry, Functional studies, Immuno assays, Western blot |  | Monoclonal antibody PR3G-2 reacts with human proteinase 3 (PR3), a 30 kDa protein. PR3 is a major antigen recognized by autoantibodies directed against cytoplasmic proteins of neutrophilic granulocytes and monocytes (called anti-neutrophil cytoplasmic autoantibodies (ANCA)). ANCA are able to activate primed neutrophils to produce oxygen radicals and release lytic enzymes, including PR3. Proteinase 3 (PR3) was identified as the target antigen of ANCA in Wegener's granulomatosis (WG). ANCA directed against PR3 (PR3-ANCA) can interfere with the binding of PR3 to its physiological inhibitor alpha1-antitrypsin (alpha1-AT) and with the proteolytic activity of PR3. At the site of inflammation, PR3 can cleave the PR3-ANCA complex between these inhibiting ANCA and PR3 itself, leaving active PR3. Autoantibodies to PR3 are potent activators of the 5-lipoxygenase pathway in primed human neutrophils. Extracellular free arachidonic acid, as present at an inflammatory focus, synergizes with such autoantibodies to evoke full-blown lipid mediator generation, granule secretion and respiratory burst. Proteinase 3 (PR3) is a neutral serine proteinase, which is localized in the azurophilic granules of neutrophils and in granules of monocytes and can be detected in the membrane of secretory vesicles. PR3 degrades a number of extracellular matrix proteins such as elastin and inactivates human C1 inhibitor. Membrane-associated PR3 is also able to activate caspase-3 without triggering apoptosis of neutrophils, which is possibly a neutrophil survival mechanism. In addition, PR3 is involved in myeloid differentiation and is, therefore, also called myeloblastin. The monoclonal antibody PR3G-2 was produced by immunization of mice with a crude granule extract. | Monoclonal antibodies | 0.2 ml (100 µg/ml) 0.2 µm filtered antibody solution in PBS, containing 0.1% bovine serum albumin. | For immunohistology, flow cytometry and Western blotting dilutions to be used depend on detection system applied. It is recommended that users test the reagent and determine their own optimal dilutions. The typical starting working dilution is 1:50. |  | Mouse IgG1 | Human | 1. Geld van der, Y et al; Characterization of monoclonal antibodies to proteinase 3 (PR3) as candidate tools for epitope mapping of human anti-PR3 autoantibodies. Clin Exp Immunol 1999, 118: 487 2. Pederzoli, M et al: Proeinase-3 induces procaspase-3 activation in the absence of apoptosis: potential role of this compartmentalized activation of membrane-associated procaspase-3 in neutrophils. J Immunol 2005, 174: 6381 | Product should be stored at 4°C. Under recommended storage conditions, product is stable for one year. | For research use only. Not for use in or on humans or animals or for diagnostics. It is the responsibility of the user to comply with all local/state and federal rules in the use of this product. Hycult Biotech is not responsible for any patent infringements that might result from the use or derivation of this product. |  | Myeloblastin
https://www.hycultbiotech.com/products/types/hm2171f-1 | Proteinase 3, Human, mAb WGM2, FITC | 20 µg | Flow cytometry, Frozen sections, Functional studies, Immuno assays, Immuno fluorescence, Immuno precipitation, Paraffin sections, Western blot |  | Monoclonal antibody WGM2 reacts with human proteinase 3 (PR3), a 30 kDa protein. PR3 is a major antigen recognized by autoantibodies directed against cytoplasmic proteins of neutrophilic granulocytes and monocytes (so called anti-neutrophil cytoplasmic autoantibodies (ANCA)). ANCA are able to activate primed neutrophils to produce oxygen radicals and release lytic enzymes, including PR3. Proteinase 3 (PR3) was identified as the target antigen of ANCA in Wegener's granulomatosis (WG). ANCA directed against PR3 (PR3-ANCA) can interfere with the binding of PR3 to its physiological inhibitor alpha1-antitrypsin (alpha1-AT) and with the proteolytic activity of PR3. At the site of inflammation PR3 can cleave the complex between these inhibiting ANCA and PR3 itself, leaving active PR3. Autoantibodies to PR3 are potent activators of the 5-lipoxygenase pathway in primed human neutrophils. Extracellular free arachidonic acid, as present at an inflammatory focus, synergizes with such autoantibodies to evoke full-blown lipid mediator generation, granule secretion and respiratory burst. Proteinase 3 (PR3) is a neutral serine proteinase, which is localized in the azurophilic granules of neutrophils and in granules of monocytes and can be detected in the membrane of secretory vesicles. PR3 degrades a number of extracellular matrix proteins such as elastin and inactivates human C1 inhibitor. Membrane-associated PR3 is also able to activate caspase-3 without triggering apoptosis of neutrophils, which is possibly a neutrophil survival mechanism. In addition, PR3 is involved in myeloid differentiation and is, therefore, also called myeloblastin. Monoclonal antibody WGM2 blocks the PR3 activity and partially inhibits the binding of human PR3-ANCA to PR3. | Monoclonal antibodies | 0.2 ml (100 µg/ml) 0.2 µm filtered FITC conjugated antibody solution in PBS, containing 1% bovine serum albumin and 0.02% sodium azide. | For flow cytometry, Western blotting and immunohistology dilutions to be used depend on detection system applied. It is recommended that users test the reagent and determine their own optimal dilutions. The typical starting working dilution is 1:50. |  | Mouse IgG1 | Human | 1. Csernok, E et al; Ultrastructural localization of proteinase 3, the target antigen of anti-cytoplasmic antibodies circulating in Wegener's granulomatosis. Am.J.Pathol. 1990, 137: 1113. 2. Grimminger, F et al; Neutrophil activation by anti-proteinase 3 antibodies in Wegener´s granulomatosis: role of exogenous arachidonic acid and leukotriene B4 generation. J Exp Med 1996, 184: 1567 3. Geld van der, Y et al; Characterization of monoclonal antibodies to proteinase 3 (PR3) as candidate tools for epitope mapping of human anti-PR3 autoantibodies. Clin Exp Immunol 1999, 118: 487 4. Csernok, E et al; A critical evaluation of commercial immunoassays for antineutrophil cytoplasmic antibodies directed against proteinase 3 and myeloperoxidase in Wegener´s granulomatosis and microscopic polyangiitis. Rheumatology 2002, 41: 1313v 5. Braun, M et al; Proteinase 3, the target antigen of anticytoplasmic antibodies circulating in Wegener´s granulomatosis. Immunolocalization in normal and pathologic tissues. Am J Pathol 1991, 139: 831 6. Braun, M et al; Monoclonal antibody WGM1 directed against proteinase 3: an immunohistochemical marker for naphtol ASD chloroacetate. Hematolo Oncol 1996, 14: 83 7. Pederzoli, M et al: Proeinase-3 induces procaspase-3 activation in the absence of apoptosis: potential role of this compartmentalized activation of membrane-associated procaspase-3 in neutrophils. J Immunol 2005, 174: 6381 | Product should be stored at 4°C. Under recommended storage conditions, product is stable for one year. | For research use only. Not for use in or on humans or animals or for diagnostics. It is the responsibility of the user to comply with all local/state and Federal rules in the use of this product. Hycult Biotech is not responsible for any patent infringements that might result with the use of or derivation of this product. |  | Myeloblastin
https://www.hycultbiotech.com/products/types/hm2171-1 | Proteinase 3, Human, mAb WGM2 | 20 µg | Flow cytometry, Frozen sections, Functional studies, Immuno assays, Immuno fluorescence, Immuno precipitation, Paraffin sections, Western blot |  | Monoclonal antibody WGM2 reacts with human proteinase 3 (PR3), a 30 kDa protein. PR3 is a major antigen recognized by autoantibodies directed against cytoplasmic proteins of neutrophilic granulocytes and monocytes (so called anti-neutrophil cytoplasmic autoantibodies (ANCA)). ANCA are able to activate primed neutrophils to produce oxygen radicals and release lytic enzymes, including PR3. Proteinase 3 (PR3) was identified as the target antigen of ANCA in Wegener's granulomatosis (WG). ANCA directed against PR3 (PR3-ANCA) can interfere with the binding of PR3 to its physiological inhibitor alpha1-antitrypsin (alpha1-AT) and with the proteolytic activity of PR3. At the site of inflammation PR3 can cleave the complex between these inhibiting ANCA and PR3 itself, leaving active PR3. Autoantibodies to PR3 are potent activators of the 5-lipoxygenase pathway in primed human neutrophils. Extracellular free arachidonic acid, as present at an inflammatory focus, synergizes with such autoantibodies to evoke full-blown lipid mediator generation, granule secretion and respiratory burst. Proteinase 3 (PR3) is a neutral serine proteinase, which is localized in the azurophilic granules of neutrophils and in granules of monocytes and can be detected in the membrane of secretory vesicles. PR3 degrades a number of extracellular matrix proteins such as elastin and inactivates human C1 inhibitor. Membrane-associated PR3 is also able to activate caspase-3 without triggering apoptosis of neutrophils, which is possibly a neutrophil survival mechanism. In addition, PR3 is involved in myeloid differentiation and is, therefore, also called myeloblastin. Monoclonal antibody WGM2 blocks the PR3 activity and partially inhibits the binding of human PR3-ANCA to PR3. | Monoclonal antibodies | 0.2 ml (100 µg/ml) 0.2 µm filtered antibody solution in PBS, containing 0.1% bovine serum albumin. | For flow cytometry, Western blotting and immunohistology dilutions to be used depend on detection system applied. It is recommended that users test the reagent and determine their own optimal dilutions. The typical starting working dilution is 1:10. For inhibition of biological activity of PR3 dilutions have to be made according to the amounts of proteinase 3 to be inactivated. |  | Mouse IgG1 | Human | 1. Csernok, E et al; Ultrastructural localization of proteinase 3, the target antigen of anti-cytoplasmic antibodies circulating in Wegener's granulomatosis. Am.J.Pathol. 1990, 137: 1113. 2. Grimminger, F et al; Neutrophil activation by anti-proteinase 3 antibodies in Wegener´s granulomatosis: role of exogenous arachidonic acid and leukotriene B4 generation. J Exp Med 1996, 184: 1567 3. Geld van der, Y et al; Characterization of monoclonal antibodies to proteinase 3 (PR3) as candidate tools for epitope mapping of human anti-PR3 autoantibodies. Clin Exp Immunol 1999, 118: 487 4. Csernok, E et al; A critical evaluation of commercial immunoassays for antineutrophil cytoplasmic antibodies directed against proteinase 3 and myeloperoxidase in Wegener´s granulomatosis and microscopic polyangiitis. Rheumatology 2002, 41: 1313v 5. Braun, M et al; Proteinase 3, the target antigen of anticytoplasmic antibodies circulating in Wegener´s granulomatosis. Immunolocalization in normal and pathologic tissues. Am J Pathol 1991, 139: 831 6. Braun, M et al; Monoclonal antibody WGM1 directed against proteinase 3: an immunohistochemical marker for naphtol ASD chloroacetate. Hematolo Oncol 1996, 14: 83 7. Pederzoli, M et al: Proeinase-3 induces procaspase-3 activation in the absence of apoptosis: potential role of this compartmentalized activation of membrane-associated procaspase-3 in neutrophils. J Immunol 2005, 174: 6381 | Product should be stored at 4°C. Under recommended st orage conditions, product is stable for one year. | For research use only. Not for use in or on humans or animals or for diagnostics. It is the responsibility of the user to comply with all local/state and Federal rules in the use of this product. Hycult Biotech is not responsible for any patent infringements that might result with the use of or derivation of this product. |  | Myeloblastin
https://www.hycultbiotech.com/products/types/hm2167f-1 | TCC, Human, mAb aE11, FITC | 20 µg | Flow cytometry, Frozen sections, Functional studies, Immuno assays, Immuno fluorescence, Paraffin sections |  | Monoclonal antibody aE11 reacts with a C9 neoantigen of the terminal complement complex (TCC). The three distinct activation pathways of complement converge with the formation of a C5 convertase. The cleavage of C5 by this convertase initiates the lytic or terminal pathway. In contrast to the activation pathways, which require enzymatic cleavage for activation, the terminal pathway relies on conformational changes induced by binding. Binding of C6 facilitates binding of C7 which alters the conformation of the complex. After binding of C8, a variable number of C9 molecules associate with the C5b678 complex, which is also termed- the terminal complement complex (TCC). The formation of TCC causes lysis of cells or can trigger a variety of cellular metabolic pathways resulting in the synthesis and release of inflammatory mediators. The TCC contains neoantigens that are absent from the individual native components.- C9 neoantigens are present both in the membrane-bound (MAC) and the fluid-phase (SC5b-9) complex. TCC is present in normal human plasma and increased in patients with complement activation. | Monoclonal antibodies | 0.2 ml (100 μg/ml) 0.2 μm filtered protein G purified FITC conjugated antibody solution in PBS containing 1% bovine serum albumin and 0.02% sodium azide. | Dilutions to be used depend on detection system applied. It is recommended that users test the reagent and determine their own optimal dilutions. The typical starting working dilution is 1:50. |  | Mouse IgG2a | Human | 1. Mollnes, T et al; Quantification of the terminal complement complex in human plasma by an enzyme-linked immunosorbent assay based on monoclonal antibodies against a neoantigen of the complex. Scand J Immunol 1985, 22: 197 2. Mollnes, T et al; Monoclonal antibodies recognizing a neoantigen of poly(C9) detect the human terminal complement complex in tissue and plasma. Scand J Immunol 1985, 22: 183 3. Pettersen, H et al; Human alveolar macrophages synthesize active complement components C6, C7, and C8 in vitro. Scand J Immunol 1987, 25: 567 4. Berstad, A et al ; Epithelium related deposition of activated complement in Helicobacter pylori associated gastritis. Gut 1997, 40 :196 5. Stewart, M et al. Antiphospholipid antibody-dependent C5b-9 formation. BJH 1997, 96:451 6. Meuwissen, M et al. Colocalisation of intraplauq C reactive protein, complement, oxidised low density lipoprotein, and macrophages in stable and unstable angina and acute myocardial infarction. J Clin Path 2005, 59:126 | Product should be stored at 4°C. Under recommended storage conditions, product is stable for at least one year. The exact expiry date is indicated on the label. | For research use only. Not for use in or on humans or animals or for diagnostics. It is the responsibility of the user to comply with all local/state and federal rules in the use of this product. Hycult Biotech is not responsible for any patent infringements that might result from the use or derivation of this product. | FS: Antibody aE11 inhibits platelet activation by antiphospholipid antibody serum. (Ref.5). IF: Cryosections of 10 μm were dried, fixed in acetone at 4°C for 10 min, dried and blocked for 20 min with PBSA. | Terminal complement complex, MAC complex, complement membrane attack complex, sC5b-9 complex.
https://www.hycultbiotech.com/products/types/hm2167-1 | TCC, Human, mAb aE11 | 20 µg | Flow cytometry, Frozen sections, Functional studies, Immuno assays, Immuno fluorescence, Paraffin sections |  | Monoclonal antibody aE11 reacts with a C9 neoantigen of the terminal complement complex (TCC). The three distinct activation pathways of complement converge with the formation of a C5 convertase. The cleavage of C5 by this convertase initiates the lytic or terminal pathway. In contrast to the activation pathways, which require enzymatic cleavage for activation, the terminal pathway relies on conformational changes induced by binding. Binding of C6 facilitates binding of C7 which alters the conformation of the complex. After binding of C8, a variable number of C9 molecules associate with the C5b678 complex, which is also termed- the terminal complement complex (TCC). The formation of TCC causes lysis of cells or can trigger a variety of cellular metabolic pathways resulting in the synthesis and release of inflammatory mediators. The TCC contains neoantigens that are absent from the individual native components.- C9 neoantigens are present both in the membrane-bound (MAC) and the fluid-phase (SC5b-9) complex. TCC is present in normal human plasma and increased in patients with complement activation. | Monoclonal antibodies | 0.2 ml (100 μg/ml) 0.2 μm filtered protein G purified antibody solution in PBS containing 0.1% bovine serum albumin. The endotoxin concentration is < 24 EU/mg, determined with HIT302 LAL Assay. | Dilutions to be used depend on detection system applied. It is recommended that users test the reagent and determine their own optimal dilutions. The typical starting working dilution is 1:50. |  | Mouse IgG2a | Human | 1. Mollnes, T et al; Quantification of the terminal complement complex in human plasma by an enzyme-linked immunosorbent assay based on monoclonal antibodies against a neoantigen of the complex. Scand J Immunol 1985, 22: 197 2. Mollnes, T et al; Monoclonal antibodies recognizing a neoantigen of poly(C9) detect the human terminal complement complex in tissue and plasma. Scand J Immunol 1985, 22: 183 3. Pettersen, H et al; Human alveolar macrophages synthesize active complement components C6, C7, and C8 in vitro. Scand J Immunol 1987, 25: 567 4. Berstad, A et al ; Epithelium related deposition of activated complement in Helicobacter pylori associated gastritis. Gut 1997, 40 :196 5. Stewart, M et al. Antiphospholipid antibody-dependent C5b-9 formation. BJH 1997, 96:451 6. Meuwissen, M et al. Colocalisation of intraplauq C reactive protein, complement, oxidised low density lipoprotein, and macrophages in stable and unstable angina and acute myocardial infarction. J Clin Path 2005, 59:126 | Product should be stored at 4°C. Under recommended storage conditions, product is stable for at least one year. The exact expiry date is indicated on the label. | For research use only. Not for use in or on humans or animals or for diagnostics. It is the responsibility of the user to comply with all local/state and federal rules in the use of this product. Hycult Biotech is not responsible for any patent infringements that might result from the use or derivation of this product. | FS: Antibody aE11 inhibits platelet activation by antiphospholipid antibody serum. (Ref.5). IF: Cryosections of 10 μm were dried, fixed in acetone at 4°C for 10 min, dried and blocked for 20 min with PBSA. | Terminal complement complex, MAC complex, complement membrane attack complex, sC5b-9 complex.
https://www.hycultbiotech.com/products/types/hm2157-1 | CD163, Human, mAb RM3/1 | 20 µg | Flow cytometry, Frozen sections, Functional studies, Immuno fluorescence, Immuno precipitation, Western blot |  | The monoclonal antibody RM3/1 recognizes CD163, a 130 kDa type I membrane glycoprotein, which is expressed exclusively in the monocyte/macrophage system. CD163 is a member of the cysteine-rich scavenger receptor superfamily. CD163 is an acute phase regulated receptor for the hemoglobin-haptoglobin complex. Another important function of CD163 seems to be in the adhesion of monocytes to activated endothelial cells. The expression levels of CD163 vary during the course of macrophage differentiation. The highest levels are found on tissue macrophages whereas bone marrow-derived cells are CD163 negative. CD163 positive cells include skin histiocytes, gut, Kupffer cells, and macrophages in spleen, thymus placenta and inflamed or tumorous tissues. The protein expression is markedly induced by glucocorticoids, IL-6 and IL-10 while down-regulated by cyclosporin A and by phorbol esters. CD163 can be cleaved to release to soluble form (sCD163). PMA can induce the shedding of sCD163. Intravenous lipopolysaccharide (LPS) produces a rapid rise of sCD163 in plasma of patient as it induces metalloproteinase-mediated shedding from monocytes surface. sCD163 in plasma is a parameter in diseases affecting macrophage function and monocyte/macrophage load in the body. The concentration of sCD163 is probably reflecting the number of macrophages of the 'alternative macrophage activation' phenotype with a high CD163 expression playing a major role in dampening the inflammatory response and scavenging components of damaged cells. As such sCD163 can be important as a disease marker in inflammatory conditions e.g. infection, autoimmune disease, transplantation, atherosclerosis and cancer. The monoclonal antibody RM3/1 can be used for macrophage phenotyping..The RM3/1 antigen expression is restricted to human monocytes and macrophages that evolve in the late phase of inflammation, predominantly macrophages of healing tissue. For macrophages in the synovialis of patients with rheumatoid arthritis; in alveolar macrophages and in Kupffer cells a double staining can be observed with the monoclonal antibody 25F9 (HM2158) recognizing- mature macrophages, which is not the case in other tissues. | Monoclonal antibodies | 0.2 ml (100 µg/ml) 0.2 µm filtered antibody solution in PBS, containing 0.02% sodium azide and 0.1% bovine serum albumin. | For immunohistology, flow cytometry and Western blotting dilutions to be used depend on detection system applied. It is recommended that users test the reagent and determine their own optimal dilutions. The typical starting working dilution is 1:10. CD163 is sensitive to ionic detergents and to chloroform/methanol treatment. | Human monocytes (epitope recognized SRCR domain 9) | Mouse IgG1 | Human | 1. Zwadlo, G et al; A monoclonal antibody to a novel differentiation antigen on human macrophages associated with the down-regulatory phase of the inflammatory process. Expl Cell Biol 1987, 55: 295 2. Högger, P et al; Identification of the integral membrane protein RM3/1 on human monocytes as a glucocorticoid-inducible member of the scavenger receptor cysteine-rich family (CD163). J Immunol 1998, 161: 1883 3. Droste, A et al; Shedding of CD163, a novel regulatory mechanism for a member of the scavenger receptor cysteine-rich family. Biochem Biophys Res Commun 1999, 256: 110 4. Frings, W et al; Only the soluble form of the scavenger receptor CD163 acts inhibitory on phorbol ester-activated T-lymphocytes, whereas membrane-bound protein has no effect. FEBS Lett 2002, 526: 93 5. Komohara, Y et al; AM-3K, an anti-macrophage antibody, recognizes CD163, a molecule associated with an anti-inflammatory macrophage phenotype. J Histochem Cytochem 2006, 54: 763 | Product should be stored at 4°C. Under recommended storage conditions, product is stable for one year. | For research use only. Not for use in or on humans or animals or for diagnostics. It is the responsibility of the user to comply with all local/state and Federal rules in the use of this product. Hycult Biotech is not responsible for any patent infringements that might result with the use of or derivation of this product. | FC: Permeabilization as well as no permeabilization is used. Block cells with 1% BSA for 30';at 4°;C (Ref 5) FS: Reduction of CD69 expression by adding 2.5 µg/ml RM3/1 to 5x105 human T-lymfocytes in presence of exogenous CD163 (Ref 2). IF: Transfected CHO-cells were plated on coverslips and fixed in 4% paraformaldehyde for 2';. Cells were stained with 4 µg/ml RM3/1 for 60'. IP: 10 µg RM3/1 was covalently coupled to beads (with 20 mM dimethyl pimelimidate), blocked with 0.2 M glycine buffer for 2 hr and incubated with cell lysate for 2 hr (Ref 5). W: SDS-PAGE under non-denatured condition. Block blot with 1% skimmed milk for 1h and incubate with RM3/1 (0.4 µg/ml) in 0.1%BSA/TBS for 1h. Detection of ~130 kDa product in spleens extracted in presence of NP-40 or in glucocorticoid-treated human monocytes. (Ref 2,5) | Scavenger receptor cysteine-rich type 1 protein M130, Hemoglobin scavenger receptor
https://www.hycultbiotech.com/products/types/hm2146-1 | Thrombomodulin, Human, mAb RTM96 | 20 µg | Flow cytometry, Functional studies, Western blot |  | Monoclonal antibody RTM96 recognizes thrombomodulin (a C-type lectin also known as CD141), a complex molecule located on the endothelium and a key feature in the protein C pathway. The protein C anticoagulant pathway serves as a major system for controlling coagulation and limiting inflammatory responses, and potentially decreasing endothelial cell apoptosis in response to inflammatory cytokines and ischemia. The essential components of the pathway involve thrombin, thrombomodulin, the endothelial cell protein C receptor (EPCR), protein C and protein S. Thrombomodulin binds thrombin, directly inhibiting its clotting and cell activation potential while at the same time augmenting protein C. The endothelial cell protein C receptor (EPCR) augments protein C activation by the thrombin-TM complex more than 10-fold. TM also accelerates thrombin activation of a plasma procarboxypeptidase B, named thrombin activatable fibrinolysis inhibitor or TAFI resulting in slowing clot lysis. The inhibited thrombin rapidly dissociates from thrombomodulin, regenerating the anticoagulant surface. Thrombomodulin also has direct anti-inflammatory activity, minimizing cytokine formation in the endothelium and decreasing leukocyte-endothelial cell adhesion. Thrombomodulin inhibits leukocyte binding to activated endothelium. TM has been detected in a variety of cells and tissues in adults and during development, including astrocytes in the brain, keratinocytes, endothelial cells, mesothelial cells of the peritoneum, and circulating neutrophils, monocytes, and platelets. During fetal development, TM plays a central role in controlling the growth and survival of trophoblast cells in the placenta, a function essential for the maintenance of pregnancy. Thrombin binding to thrombomodulin involves anion binding exosite 1 on thrombin and epidermal growth factor (EGF) domains 4 to 6 on thrombomodulin. The monoclonal antibody RTM96 reacts with the EGF4 domain, thereby inhibiting the biological activity of thrombomodulin. | Monoclonal antibodies | 0.2 ml (100 µg/ml) 0.2 µm filtered antibody solution in PBS, containing 0.1% bovine serum albumin. | For flow cytometry and Western blotting dilutions to be used depend on detection system applied. It is recommended that users test the reagent and determine their own optimal dilutions. The typical starting working dilution is 1:10. For inhibition of biological activity in vitro dilutions have to be made according to the amount of thrombomodulin to be inactivated. |  | Rat IgG2a | Human | 1. Domotor, E et al; Activated protein C alters cytosolic calcium flux in human brain endothelium via binding to endothelial protein C receptor and activation of protease activated receptor-1. Blood 2003, 101: 4797 2. Sturn, D et al; Expression and function of the endothelial protein C receptor in human neutrophils. Blood 2003, 102: 1499 3. Charles, T et al; The protein C pathway. Chest 2003, 124: 26S 4. Wouwer, M van de et al; Novel functions of thrombomodulin in inflammation. Crit Care Med 2004, 5: 254. | Product should be stored at 4 °C. Under recommended storage conditions, product is stable for one year. | For research use only. Not for use in or on humans or animals or for diagnostics. It is the responsibility of the user to comply with all local/state and Federal rules in the use of this product. Hycult Biotech is not responsible for any patent infringements that might result with the use of or derivation of this product.
https://www.hycultbiotech.com/products/types/hm2145f-1 | EPCR, Human, mAb RCR-252, FITC | 20 µg | Flow cytometry, Functional studies, Immuno precipitation, Western blot |  | The monoclonal antibody RCR-252 recognizes human endothelial protein C receptor (EPCR), a highly glycosylated type I transmembrane protein of 221-amino-acids. These amino acids comprise an extracellular domain, a 25-aa transmembrane domain, and a short (3 aa) intracytoplasmic sequence coding for an ~46 kDa protein. Deglycosylation will reduce the protein mass to 25 kDa. EPCR is expressed strongly on the endothelial cells of arteries and veins in heart and lung, less intensely in capillaries in the lung and skin, and not at all in the endothelium of small vessels of the liver and kidney. EPCR is the receptor for protein C, a key player in the anticoagulation pathway. The protein C anticoagulant pathway serves as a major system for controling thrombosis, limiting inflammatory responses, and potentially decreasing endothelial cell apoptosis in response to inflammatory cytokines and ischemia. The essential components of the pathway include thrombin, thrombomodulin, the endothelial cell protein C receptor (EPCR), protein C and protein S. The pathway is initiated when thrombin binds to thrombomodulin on the surface of endothelium. EPCR augments protein C activation by binding protein C and presenting it to the thrombin-thrombomodulin activation complex. Activated protein C (aPC) retains its ability to bind EPCR, and this complex appears to be involved in some of the cellular signaling mechanisms that down-regulate inflammatory cytokine formation (TNF, IL-6). EPCR is shed from the vasculature by inflammatory mediators and thrombin. EPCR binds to activated neutrophils in a process that involves proteinase 3 and Mac-1. Furthermore, EPCR can undergo translocation from the plasma membrane to the nucleus. EPCR can be cleaved to release a soluble form (sEPCR) in the circulation. This sEPCR is detected as a single species of 43 kDa, resulting from shedding of membrane EPCR by the action of a metalloprotease,- which is stimulated by thrombin and by some inflammatory mediators. Soluble EPCR binds PC and aPC with similar affinity, but its binding to aPC inhibits the anticoagulant activity of aPC by blocking its binding to phospholipids and by abrogating its ability to inactivate factor Va. sEPCR- can be detected in plasma. In normal persons, sEPCR is present in levels of 83.6 +/- 17.2 ng/ml. Elevated levels of sEPCR are positively correlated to a higher risk for thrombosis. Furthermore, a haplotype (A3 allele) has been linked to elevated levels of sEPCR (264 +/-174 ng/ml). | Monoclonal antibodies | 0.2 ml (100 μg/ml) 0.2 μm filtered protein G purified FITC conjugated antibody solution in PBS, containing 1.0% bovine serum and 0.02% sodium azide. | Dilutions to be used depend on detection system applied. It is recommended that users test the reagent and determine their own optimal dilutions. The typical starting working dilution is 1:50. | Human EPCR-positive RE-1 cells | Rat IgG1 | Human | 1. Ye, X et al; The endothelial cell protein C receptor (EPCR) functions as a primary receptor for protein C activation on endothelial cells in arteries, veins, and capillaries. Biochem Biophys Res Commun 1999, 259: 671 2. D&ouml;m&ouml;t&ouml;r, E et al; Activated protein C alters cytosolic calcium flux in human brain endothelium via binding to endothelial protein C receptor and activation of protease activated receptor-1. Blood 2003, 101: 4797 3. Sturn, D et al; Expression and function of the endothelial protein C receptor in human neutrophils. Blood 2003, 102: 1499 4. Finigan, J et al; Activated protein C mediates novel lung endothelial barriere enhancement. J Biol Chem 2005, 280: 17286 5. Bae J et al; Receptors of the protein C activation and activated protein C signaling pathways are colocalized in lipid rafts of endothelial cells. PNAS 2006, 104: 2867 | Product should be stored at 4 °C. Under recommended storage conditions, product is stable for at least one year. The exact expiry date is indicated on the label. | For research use only. Not for use in or on humans or animals or for diagnostics. It is the responsibility of the user to comply with all local/state and federal rules in the use of this product. Hycult Biotech is not responsible for any patent infringements that might result from the use or derivation of this product. | FC: Antibody RCR-252 stains the extracellular domain of human EPCR. As positive control RE-1 cells were used and as negative control N1 cells. (Ref.1) W: A non-reduced sample treatment was used. The observed band size is 50 kDa (Ref.5). FS: Antibody RCR-252 functions as blocking antbody. It ablates APC binding to EPCR and blocks APC-mediated signaling. The antibody was functionally tested by pretreatment of cells with 10-25 µg/ml RCR-252 (Ref.1-4). | Activated protein C receptor, CD201, Endothelial cell protein C receptor Gene name: PROCR
https://www.hycultbiotech.com/products/types/hm2144-1 | EPCR, Human, mAb RCR-379 | 20 µg | Flow cytometry, Frozen sections, Functional studies |  | The monoclonal antibody RCR-252 recognizes human endothelial protein C receptor (EPCR), a highly glycosylated type I transmembrane protein of 221-amino-acids. These amino acids comprise an extracellular domain, a 25-aa transmembrane domain, and a short (3 aa) intracytoplasmic sequence coding for an ~46 kDa protein. Deglycosylation will reduce the protein mass to 25 kDa. EPCR is expressed strongly on the endothelial cells of arteries and veins in heart and lung, less intensely in capillaries in the lung and skin, and not at all in the endothelium of small vessels of the liver and kidney. EPCR is the receptor for protein C, a key player in the anticoagulation pathway. The protein C anticoagulant pathway serves as a major system for controling thrombosis, limiting inflammatory responses, and potentially decreasing endothelial cell apoptosis in response to inflammatory cytokines and ischemia. The essential components of the pathway include thrombin, thrombomodulin, the endothelial cell protein C receptor (EPCR), protein C and protein S. The pathway is initiated when thrombin binds to thrombomodulin on the surface of endothelium. EPCR augments protein C activation by binding protein C and presenting it to the thrombin-thrombomodulin activation complex. Activated protein C (aPC) retains its ability to bind EPCR, and this complex appears to be involved in some of the cellular signaling mechanisms that down-regulate inflammatory cytokine formation (TNF, IL-6). EPCR is shed from the vasculature by inflammatory mediators and thrombin. EPCR binds to activated neutrophils in a process that involves proteinase 3 and Mac-1. Furthermore, EPCR can undergo translocation from the plasma membrane to the nucleus. EPCR can be cleaved to release a soluble form (sEPCR) in the circulation. This sEPCR is detected as a single species of 43 kDa, resulting from shedding of membrane EPCR by the action of a metalloprotease,- which is stimulated by thrombin and by some inflammatory mediators. Soluble EPCR binds PC and aPC with similar affinity, but its binding to aPC inhibits the anticoagulant activity of aPC by blocking its binding to phospholipids and by abrogating its ability to inactivate factor Va. sEPCR- can be detected in plasma. In normal persons, sEPCR is present in levels of 83.6 +/- 17.2 ng/ml. Elevated levels of sEPCR are positively correlated to a higher risk for thrombosis. Furthermore, a haplotype (A3 allele) has been linked to elevated levels of sEPCR (264 +/-174 ng/ml). | Monoclonal antibodies | 0.2 ml (100 µg/ml) 0.2 µm filtered antibody solution in PBS, containing 0.1% bovine serum albumin. | For immunohistology and flow cytometry dilutions to be used depend on detection system applied. It is recommended that users test the reagent and determine their own optimal dilutions. The typical starting working dilution is 1:10. For inhibition of biological activity dilutions have to be made according to the amounts EPCR to be inhibited. |  | Rat IgG2a | Human | Ye, X et al; The endothelial cell protein C receptor (EPCR) functions as a primary receptor for protein C activation on endothelial cells in arteries, veins, and capillaries. Biochem biophys res commun 1999, 259: 671 | Product should be stored at 4 °C. Under recommended storage conditions, product is stable for one year. | For research use only. Not for use in or on humans or animals or for diagnostics. It is the responsibility of the user to comply with all local/state and Federal rules in the use of this product. Hycult Biotech is not responsible for any patent infringements that might result with the use of or derivation of this product.
https://www.hycultbiotech.com/products/types/hm2138f-1 | LOX-1, Human, mAb 23C11, FITC | 20 µg | Flow cytometry, Functional studies, Immuno fluorescence, Paraffin sections |  | The monoclonal antibody 23C11 recognizes oxidized low-density lipoprotein receptor-1 (LOX-1). LOX-1 is a single-pass type II membrane protein (~45 kDa) and belongs to the C-type lectin-like protein superfamily. LOX-1 is expressed at high level in endothelial cells and vascular-rich organs such as placenta, lung, liver, brain aortic intima, bone marrow, spinal cord and substantia nigra. It is also expressed on the surface of dendritic cells. This unique scavenger receptor LOX-1 plays important roles in atherogenesis. LOX-1 mediates the recognition, internalization and degradation of oxidatively modified low density lipoprotein (oxLDL) by vascular endothelial cells. OxLDL is a marker of atherosclerosis, inducing vascular endothelial cell activation and dysfunction, resulting in pro-inflammatory responses, pro-oxidative conditions and apoptosis. LOX-1 associates with oxLDL inducing the activation of NF-kappa-B through an increased production of intracellular reactive oxygen and a variety of pro-atherogenic cellular responses including a reduction of nitric oxide (NO) release, monocyte adhesion and apoptosis. In addition to binding oxLDL, LOX-1 acts as a receptor for the HSP70 protein involved in antigen cross-presentation to naive T-cells in dendritic cells, thereby participating in cell-mediated antigen cross-presentation. LOX-1 is involved in the inflammatory process, by acting as a leukocyte-adhesion molecule at the vascular interface in endotoxin-induced inflammation. LOX-1 also acts as a receptor for advanced glycation end (AGE) products, activated platelets, monocytes, apoptotic cells and both Gram-negative and Gram-positive bacteria. The LOX-1 gene is a so-called immediate early gene that is dynamically modulated by several factors in vitro and in vivo. LOX-1 expression is induced by stimuli such as inflammatory cytokines, OxLDL, TNF-alpha, TGF-beta, and ANG II in vitro, and several proatherogenic factors in vivo. Monoclonal antibody 23C11 neutralizes LOX-1 and inhibits Hsp70 binding to dendritic cells and Hsp70-induced antigen cross-presentation. In vivo, targeting LOX-1 with a tumor antigen using anti-LOX-1 antibody 23C11 induces anti-tumor immunity. | Monoclonal antibodies | 0.2 ml (100 µg/ml) 0.2 µm filtered FITC conjugated antibody solution in PBS, containing 1% bovine serum albumin and 0.02% sodium azide. | For flow cytometry dilutions to be used depend on detection system applied. It is recommended that users test the reagent and determine their own optimal dilutions. The typical starting working dilution is 1:50. For functional studies, in vitro dilutions have to be optimized in user's experimental settting. | Fusion protein of extracellular domain (aa 71-273) of human LOX-1 with murine Fc&#947;1 (LOX-1-muFc) produced in PEAK cells | Mouse IgG1 | Human | 1. Delneste, Y et al; Involvement of LOX-1 in dendritic cell-mediated antigen cross-presentation. Immunity 2002, 17: 353 2. Jeannin, P et al; Complexity and complementarity of outer membrane protein A recognition by cellular and humoral innate immunity receptors. Immunity 2005, 22: 551 3. Parlato, S et al; LOX-1 as a natural IFN-;-mediated signal for apoptotic cell uptake and antigen presentation in edndritic cells. Blood 2010, 115: 1554 | Product should be stored at 4 °C. Under recommended storage conditions, product is stable for one year. | For research use only. Not for use in or on humans or animals or for diagnostics. It is the responsibility of the user to comply with all local/state and Federal rules in the use of this product. Hycult Biotech is not responsible for any patent infringements that might result with the use or derivation of this product. | FC: 10 µg/ml antibody used on human peripheral blood myeloid DC and macrophages FS: antibody totally prevented Hsp70 binding to LOX-1-CHO but not mock-transfected CHO cells (Ref 1) | Lectin-like oxidized LDL receptor 1, Ox-LDL receptor 1, C-type lectin domain family 8 member A
https://www.hycultbiotech.com/products/types/hm2138-1 | LOX-1, Human, mAb 23C11 | 20 µg | Flow cytometry, Functional studies, Immuno fluorescence |  | The monoclonal antibody 23C11 recognizes oxidized low-density lipoprotein receptor-1 (LOX-1). LOX-1 is a single-pass type II membrane protein (~45 kDa) and belongs to the C-type lectin-like protein superfamily. LOX-1 is expressed at high level in endothelial cells and vascular-rich organs such as placenta, lung, liver, brain aortic intima, bone marrow, spinal cord and substantia nigra. It is also expressed on the surface of dendritic cells. This unique scavenger receptor LOX-1 plays important roles in atherogenesis. LOX-1 mediates the recognition, internalization and degradation of oxidatively modified low density lipoprotein (oxLDL) by vascular endothelial cells. OxLDL is a marker of atherosclerosis, inducing vascular endothelial cell activation and dysfunction, resulting in pro-inflammatory responses, pro-oxidative conditions and apoptosis. LOX-1 associates with oxLDL inducing the activation of NF-kappa-B through an increased production of intracellular reactive oxygen and a variety of pro-atherogenic cellular responses including a reduction of nitric oxide (NO) release, monocyte adhesion and apoptosis. In addition to binding oxLDL, LOX-1 acts as a receptor for the HSP70 protein involved in antigen cross-presentation to naive T-cells in dendritic cells, thereby participating in cell-mediated antigen cross-presentation. LOX-1 is involved in the inflammatory process, by acting as a leukocyte-adhesion molecule at the vascular interface in endotoxin-induced inflammation. LOX-1 also acts as a receptor for advanced glycation end (AGE) products, activated platelets, monocytes, apoptotic cells and both Gram-negative and Gram-positive bacteria. The LOX-1 gene is a so-called immediate early gene that is dynamically modulated by several factors in vitro and in vivo. LOX-1 expression is induced by stimuli such as inflammatory cytokines, OxLDL, TNF-alpha, TGF-beta, and ANG II in vitro, and several proatherogenic factors in vivo. Monoclonal antibody 23C11 neutralizes LOX-1 and inhibits Hsp70 binding to dendritic cells and Hsp70-induced antigen cross-presentation. In vivo, targeting LOX-1 with a tumor antigen using anti-LOX-1 antibody 23C11 induces anti-tumor immunity. | Monoclonal antibodies | 0.2 ml (100 µg/ml) 0.2 µm filtered antibody solution in PBS, containing 0.1% bovine serum albumin. | For flow cytometry dilutions to be used depend on detection system applied. It is recommended that users test the reagent and determine their own optimal dilutions. The typical starting working dilution is 1:50. For functional studies, in vitro dilutions have to be optimized in user's experimental settting. | Fusion protein of extracellular domain (aa 71-273) of human LOX-1 with murine Fc&#947;1 (LOX-1-muFc) produced in PEAK cells | Mouse IgG1 | Human | 1. Delneste, Y et al; Involvement of LOX-1 in dendritic cell-mediated antigen cross-presentation. Immunity 2002, 17: 353 2. Jeannin, P et al; Complexity and complementarity of outer membrane protein A recognition by cellular and humoral innate immunity receptors. Immunity 2005, 22: 551 3. Parlato, S et al; LOX-1 as a natural IFN-;-mediated signal for apoptotic cell uptake and antigen presentation in edndritic cells. Blood 2010, 115: 1554 | Product should be stored at 4 °C. Under recommended storage conditions, product is stable for one year. | For research use only. Not for use in or on humans or animals or for diagnostics. It is the responsibility of the user to comply with all local/state and Federal rules in the use of this product. Hycult Biotech is not responsible for any patent infringements that might result with the use or derivation of this product. | FC: 10 µg/ml antibody used on human peripheral blood myeloid DC and macrophages FS: antibody totally prevented Hsp70 binding to LOX-1-CHO but not mock-transfected CHO cells (Ref 1) | Lectin-like oxidized LDL receptor 1, Ox-LDL receptor 1, C-type lectin domain family 8 member A
https://www.hycultbiotech.com/products/types/hm2122f-1 | CD36, Human, mAb FA6-152, FITC | 20 µg | Flow cytometry, Frozen sections, Functional studies, Immuno assays, Immuno fluorescence, Immuno precipitation |  | Monoclonal antibody FA6-152 recognizes human CD36 (88-kDa), a cell surface class B scavenger receptor, also known as thrombospondin receptor CD36 is a heavily N-glycosylated transmembrane protein of ~88 kDa with two short intracellular domains and a large extracellular domain. The protein is sensitive for neuroaminidase, resulting in a shift from 88 to 85 kDa. CD36 is expressed on platelets, mature monocytes and macrophages, microvascular endothelial cells, mammary endothelial cells, during stages of erythroid cell development and on some macrophage derived dendritic cells. The antibody recognizes adult and fetal monocytes, platelets and reticulocytes, but doesn’t stain lymphocytes and granulocytes. Reactivity has also been found in small intestine, kidney, liver and thyroid. CD36 expression is primarily controlled by the transcription heterodimer PPARg-RXR (peroxisome proliferator-activated receptor-g-retinoid-X-receptor). CD36 is preferentially found within lipid rafts, which facilitates its association with receptors, signaling and adaptor molecules. It is a receptor and transporter of oxidized lipids and long chain fatty acids. CD36 has been implicated in many biological processes including angiogenesis, phagocytosis, inflammation, and lipid and glucose metabolism. Several in vivo models support the role of the thrombospondin / CD36 system in angiogenesis and tumor growth. An important role for CD36 has been found in Malaria as major receptor for P. falciparum-infected red blood cells. CD36 is associated with Src-family kinases and with the integrins α3β1 and α6β1. Recently, CD36 has been identified as a protein that is required for toll like receptor (TLR2) recognition of di-acylated bacterial lipopeptides and lipoteichoic acid4. Furthermore, CD36 has been shown to function as phagocytic receptor for apoptotic cells. Many different ligands have been reported to interact with CD36, suggesting that CD36 could recognize a structure-based domain rather than specific contact residues. Monoclonal antibody FA6-152 blocks the biological activity of CD36 by blocking collagen/thrombospondin binding. The antibody agglutinates fetal but not adult erythrocytes. | Monoclonal antibodies | 0.2 ml (100 μg/ml) 0.2 μm filtered protein G purified FITC conjugated antibody solution in PBS, containing 1% bovine serum albumin and 0.02% sodium azide. | Dilutions to be used depend on detection system applied. It is recommended that users test the reagent and determine their own optimal dilutions. The typical starting working dilution is 1:50. | 20-Weeks-old fetal erythrocytes | Mouse IgG1 | Human | 1. Edelman P et al; A monoclonal antibody against an erythrocyte ontogenic antigen identifies fetal and adult erythroid progenitors. Blood 1986, 67: 56. 2. Kieffer N et al; Development regulated expression of a 78 kDa erythroblast membrane glycoprotein immunologically related to the platelet thrombospondin receptor. Biochem J 1989, 262: 835 3. Thibert V et al; Quantitation of platelet glycoprotein IV (CD36) in healthy subjects and in patients with essential thrombocythemia using an immunocapture assay. Thromb Haemost 1992, 68: 600 4. Nakata, A et al; CD36, a novel receptor for oxidized low-density lipoproteins, is highly expressed on lidip-laden macrophages in human atherosclerotic aorta. Arterioscler Thromb Vasc Biol 1999, 19: 1333 5. Ehara, S et al; Pathophysiological role of oxidezed low-density lipoprotein in plaque instability in coronary artery diseases. J Diab Complic 2002, 16: 60 6. Leonarduzzi, G et al; Oxidation as a crucial reaction for cholesterol to induce tissue degeneration: CD36 overexpression in human promonocytic cells treated with a biologically relevant oxysterol mixture, Aging Cell 2008, 7: 375 7. Leonarduzzi, G et al; Molecular signaling operated by a diet-compatible mixture of oxysterols in up-regulating CD36 receptor in CD68 positive cells, Mol. Nutr. Food Res. 2010, 54: S31 8. Finn, A et al; Hemoglobin Directs Macrophage Differentiation and Prevents Foam Cell Formation in Human Atherosclerotic Plaques, J Am Coll Cardiol. 2012, 59:166 9. Gamba, P. et al. Interaction between 24-hydroxycholesterol, oxidative stress, and amyloid-β in amplifying neuronal damage in Alzheimer’s disease: three partners in crime. Aging Cell 2011, 10: 403 10. Grange, P.A. et al Production of Superoxide Anions by Keratinocytes Initiates P. acnes-Induced Inflammation of the Skin. Plos Pathogens 2009, 5:1000527 11. Barth, H et al. Scavenger Receptor Class B Is Required for Hepatitis C Virus Uptake and Cross-Presentation by Human Dendritic Cells. J of Virol. 2008, 82: 3466 12. Nilsen, N et al. Cellular trafficking of lipoteichoic acid and Toll-like receptor 2 in relation to signaling; role of CD14 and CD36. Journal of Leukocyte Biology 2008, 84:280 | Product should be stored at 4 °C. Under recommended storage conditions, product is stable for at least one year. The exact expiry date is indicated on the label. | For research use only. Not for use in or on humans or animals or for diagnostics. It is the responsibility of the user to comply with all local/state and federal rules in the use of this product. Hycult Biotech is not responsible for any patent infringements that might result from the use or derivation of this product. | F: Tissue embedded in tissue-tek (for instance aortic tissue) followed by freezing in liquid nitrogen; 7-8 µm sections; air-dried; aceton-fixed; 10 % NGS as block (Ref 4). | GPIV, Fatty acid translocase (FAT), platelet glycoprotein 4, PAS IV, Platelet collagen receptor, thrombospondin receptor Gene name: CD36
https://www.hycultbiotech.com/products/types/hm2122-1 | CD36, Human, mAb FA6-152 | 20 µg | Flow cytometry, Frozen sections, Functional studies, Immuno assays, Immuno fluorescence, Immuno precipitation |  | Monoclonal antibody FA6-152 recognizes human CD36 (88-kDa), a cell surface class B scavenger receptor, also known as thrombospondin receptor CD36 is a heavily N-glycosylated transmembrane protein of ~88 kDa with two short intracellular domains and a large extracellular domain. The protein is sensitive for neuroaminidase, resulting in a shift from 88 to 85 kDa. CD36 is expressed on platelets, mature monocytes and macrophages, microvascular endothelial cells, mammary endothelial cells, during stages of erythroid cell development and on some macrophage derived dendritic cells. The antibody recognizes adult and fetal monocytes, platelets and reticulocytes, but doesn’t stain lymphocytes and granulocytes. Reactivity has also been found in small intestine, kidney, liver and thyroid. CD36 expression is primarily controlled by the transcription heterodimer PPARg-RXR (peroxisome proliferator-activated receptor-g-retinoid-X-receptor). CD36 is preferentially found within lipid rafts, which facilitates its association with receptors, signaling and adaptor molecules. It is a receptor and transporter of oxidized lipids and long chain fatty acids. CD36 has been implicated in many biological processes including angiogenesis, phagocytosis, inflammation, and lipid and glucose metabolism. Several in vivo models support the role of the thrombospondin / CD36 system in angiogenesis and tumor growth. An important role for CD36 has been found in Malaria as major receptor for P. falciparum-infected red blood cells. CD36 is associated with Src-family kinases and with the integrins α3β1 and α6β1. Recently, CD36 has been identified as a protein that is required for toll like receptor (TLR2) recognition of di-acylated bacterial lipopeptides and lipoteichoic acid4. Furthermore, CD36 has been shown to function as phagocytic receptor for apoptotic cells. Many different ligands have been reported to interact with CD36, suggesting that CD36 could recognize a structure-based domain rather than specific contact residues. Monoclonal antibody FA6-152 blocks the biological activity of CD36 by blocking collagen/thrombospondin binding. The antibody agglutinates fetal but not adult erythrocytes. | Monoclonal antibodies | 0.2 ml (100 μg/ml) 0.2 μm filtered protein G purified antibody solution in PBS, containing 0.1% bovine serum albumin. The endotoxin concentration is < 24 EU/mg, determined with HIT302 LAL Assay. | Dilutions to be used depend on detection system applied. It is recommended that users test the reagent and determine their own optimal dilutions. The typical starting working dilution is 1:50. | 20-Weeks-old fetal erythrocytes | Mouse IgG1 | Human | 1. Edelman P et al; A monoclonal antibody against an erythrocyte ontogenic antigen identifies fetal and adult erythroid progenitors. Blood 1986, 67: 56. 2. Kieffer N et al; Development regulated expression of a 78 kDa erythroblast membrane glycoprotein immunologically related to the platelet thrombospondin receptor. Biochem J 1989, 262: 835 3. Thibert V et al; Quantitation of platelet glycoprotein IV (CD36) in healthy subjects and in patients with essential thrombocythemia using an immunocapture assay. Thromb Haemost 1992, 68: 600 4. Nakata, A et al; CD36, a novel receptor for oxidized low-density lipoproteins, is highly expressed on lidip-laden macrophages in human atherosclerotic aorta. Arterioscler Thromb Vasc Biol 1999, 19: 1333 5. Ehara, S et al; Pathophysiological role of oxidezed low-density lipoprotein in plaque instability in coronary artery diseases. J Diab Complic 2002, 16: 60 6. Leonarduzzi, G et al; Oxidation as a crucial reaction for cholesterol to induce tissue degeneration: CD36 overexpression in human promonocytic cells treated with a biologically relevant oxysterol mixture, Aging Cell 2008, 7: 375 7. Leonarduzzi, G et al; Molecular signaling operated by a diet-compatible mixture of oxysterols in up-regulating CD36 receptor in CD68 positive cells, Mol. Nutr. Food Res. 2010, 54: S31 8. Finn, A et al; Hemoglobin Directs Macrophage Differentiation and Prevents Foam Cell Formation in Human Atherosclerotic Plaques, J Am Coll Cardiol. 2012, 59:166 9. Gamba, P. et al. Interaction between 24-hydroxycholesterol, oxidative stress, and amyloid-β in amplifying neuronal damage in Alzheimer’s disease: three partners in crime. Aging Cell 2011, 10: 403 10. Grange, P.A. et al Production of Superoxide Anions by Keratinocytes Initiates P. acnes-Induced Inflammation of the Skin. Plos Pathogens 2009, 5:1000527 11. Barth, H et al. Scavenger Receptor Class B Is Required for Hepatitis C Virus Uptake and Cross-Presentation by Human Dendritic Cells. J of Virol. 2008, 82: 3466 12. Nilsen, N et al. Cellular trafficking of lipoteichoic acid and Toll-like receptor 2 in relation to signaling; role of CD14 and CD36. Journal of Leukocyte Biology 2008, 84:280 | Product should be stored at 4 °C. Under recommended storage conditions, product is stable for at least one year. The exact expiry date is indicated on the label. | For research use only. Not for use in or on humans or animals or for diagnostics. It is the responsibility of the user to comply with all local/state and federal rules in the use of this product. Hycult Biotech is not responsible for any patent infringements that might result from the use or derivation of this product. | F: Tissue embedded in tissue-tek (for instance aortic tissue) followed by freezing in liquid nitrogen; 7-8 µm sections; air-dried; aceton-fixed; 10 % NGS as block (Ref 4). FC: Antibody FA6-152 stains the extracellular domain of CD36. Unfixed cells;2 µg per 100.000 cells. Positive on granulocytes (Ref 1). FS: Platelet aggregation and secretion was induced by; 1 µg/ml antibody (Ref 2). IA: 10 µg/ml antibody as coat diluted in Tris-buffered saline ; 100 µm;l/well; o/n at RT (Ref 3). IF: unfixed cells were incubated for 30 minutes at 4 °C followed by a secondary FITC polyclonal antibody; one-minute methanol fixation before analysis (Ref 1). IP: 88 kDa sialoglycoprotein in platelets; 85 and 88 kDa in HEL cells. 10 µg antibody/200 µg protein | GPIV, Fatty acid translocase (FAT), platelet glycoprotein 4, PAS IV, Platelet collagen receptor, thrombospondin receptor Gene name: CD36
https://www.hycultbiotech.com/products/types/hm2120-1 | CD59, Human, mAb MEM-43 | 20 µg | Flow cytometry, Functional studies, Immuno precipitation, Western blot |  | The antibody is the prototypic antibody for the CD59 determinant, a PI-linked glycoprotein of 18-25 kDa, which is broadly expressed on most types of cells. The antigen is the major complement-protecting molecule of human cells. It is expressed on all leukocytes, erythrocytes and most other cell types. Binding of this antibody inhibits the complement-protecting activity of CD59. CD59 is one of the complement regulatory membrane proteins that is missing in Paroxysmal Nocturnal Haemoglobinuria (PNH). Anti CD59 reagents may be useful in the differential diagnosis of PNH type II and PNH type I. Recently a role for CD59 in LPS signal transduction has been reported in keratinocytes. The antibody reacts with well defined epitope (W40, R-53) on CD59 molecule. | Monoclonal antibodies | Sterile 0.2 ml (100 µg/ml) 0.2 µm filtered antibody solution in PBS and 0.1% bovine serum albumin with low endotoxin level. | For flow cytometry and Western blotting dilutions to be used depend on detection system applied. It is recommended that users test the reagent and determine their own optimal dilutions. The typical starting working dilution is 1:10. For neutralization of biological activity dilutions have to be made according to the amounts endotoxin to be inactivated. |  | Mouse IgG2a | Human | 1. Yakamoto, T et al; Lipopolysaccharide signal transduction in oral keratinocytes - involvement of CD59 but not CD14. Cellular Signalling 2003, 15: 861 2. Horesji, V et al; Folia Biol 1986, 34: 12 3. Knapp, W et al; Leucocyte Typing IV, Oxford University Press 1989 4. Schlossman, S et al; Leucocyte Typing IV, Oxford University Press 1995 5. Cebecauer, M et al; Incorporation of leucocyte GPI-anchored proteins and protein tyrosine kinases into lipid-rich membrane domains of COS-7 cells. Biochem Biophys Res Commun 1998, 234: 1998 | Product should be stored at 4 °C. Under recommended storage conditions, product is stable for one year. | For research use only. Not for use in or on humans or animals or for diagnostics. It is the responsibility of the user to comply with all local/state and Federal rules in the use of this product. Hycult Biotech is not responsible for any patent infringements that might result with the use of or derivation of this product.
https://www.hycultbiotech.com/products/types/hm2111-1 | C9, Human, mAb X197 | 20 µg | Flow cytometry, Frozen sections, Functional studies, Immuno assays, Paraffin sections, Western blot |  | Human C9 is a soluble glycoprotein of 61 kD. It is the last component in the assembly of the membrane attack complex (MAC). When the complement is activated on target membranes, multiple copies of C9 bind to the C5b-8 complex and assemble the barrel-shaped pore which causes cell lysis. The conformation of C9 changes from globular to a tubular form. The binding of C9 to C5b-8 plays a key role in the function of C9. | Monoclonal antibodies | 0.2 ml (100 µg/ml) 0.2 µm filtered antibody solution in PBS, containing 0.1% bovine serum albumin. | For immunohistology, flow cytometry and Western blotting dilutions to be used depend on detection system applied. It is recommended that users test the reagent and determine their own optimal dilutions. The typical starting working dilution is 1:10. |  | Mouse IgG1 | Human | Hatanaka, M et al; Analysis of C5b-8 binding sites in the C9 molecule using monoclonal antibodies: participation of two separate epitopes of C9 in C5b-8 binding. Mol Immunol 1992, 29: 911 | Product should be stored at 4 °C. Under recommended storage conditions, product is stable for one year. | For research use only. Not for use in or on humans or animals or for diagnostics. It is the responsibility of the user to comply with all local/state and Federal rules in the use of this product. Hycult Biotech is not responsible for any patent infringements that might result with the use of or derivation of this product.
https://www.hycultbiotech.com/products/types/hm2109-1 | Activated C1s, Human, mAb M241 | 20 µg | Flow cytometry, Frozen sections, Functional studies, Immuno assays, Immuno precipitation, Paraffin sections, Western blot |  | Monoclonal antibody M241 reacts with an epitope on human C protein activated C1s, a subcomponent of the first component of C (C1). Activated C1s is a glycosylated single-polypeptide zymogen of 85 kD. Activation of the proenzyme C1s occurs through cleavage by the active form of C1r. The activated protease, activated C1s, consists of a disulfide-linked H chain and a L chain. Activated C1s is a serine protease and its catalytic site is located in the L chain. Activation of the classical C pathway is triggered by activated C1s which cleaves C4 and C2 to form the C3 convertase, C4bC2a. The epitope recognised by the antibody M241 is domain IV and/or V of the gamma-domain of activated C1s. Monoclonal antibody M241 blocks C4 activation and C4 binding to activated C1s. The antibody binds specifically to the active centre of C1s. | Monoclonal antibodies | 0.2 ml (100 µg/ml) 0.2 µm filtered antibody solution in PBS containing 0.1% bovine serum albumin. | For immunohistology, flow cytometry and Western blotting dilutions to be used depend on detection system applied. It is recommended that users test the reagent and determine their own optimal dilutions. The typical starting working dilution is 1:10. For inhibition of biological activity dilutions have to be made according to the amounts C1s to be inactivated. |  | Mouse IgG2a | Human | 1. Matsumoto, M et al; Probing the C4-binding site on C1s with monoclonal antibodies, evidence for a C4/C4b-binding site on the gamma-domain. J Immunol 1989, 8: 2743 2. Nakagawa, K et al; Complement C1s activation in degenerating articular cartilage of rheumatoid arthritis patients: immunohistochemical studies with an active form specific antibody. Ann Rheum Dis 1999, 58: 175 | Product should be stored at 4 °C. Under recommended storage conditions, product is stable for one year. | For research use only. Not for use in or on humans or animals or for diagnostics. It is the responsibility of the user to comply with all local/state and Federal rules in the use of this product. Hycult Biotech is not responsible for any patent infringements that might result with the use of or derivation of this product.
https://www.hycultbiotech.com/products/types/hm2108-1 | C1s, Human, mAb M81 | 20 µg | Flow cytometry, Frozen sections, Functional studies, Immuno assays, Immuno precipitation, Paraffin sections, Western blot |  | Monoclonal antibody M81 reacts with an epitope on human C protein activated C1s, a subcomponent of the first component of C (C1). Activated C1s is a glycosylated single-polypeptide zymogen, MW 85 kD. Activation of the proenzyme C1s occurs through cleavage by the active form of C1r. The activated protease, activated C1s, consists of a disulfide-linked H chain and a L chain. Activated C1s is a serine protease and its catalytic site is located in the L chain. Activation of the classical C pathway is triggered by activated C1s which cleaves C4 and C2 to form the C3 convertase, C4bC2a. The epitope recognised by the antibody M81 is domain IV and/or V of the gamma-domain of activated C1s. Monoclonal antibody M81 blocks C4 activation and C4 binding to activated C1s. The antibody reacts around the binding site of C1s and reacts with both active and inactive C1s. | Monoclonal antibodies | 0.2 ml (100 µg/ml) 0.2 µm filtered antibody solution in PBS containing 0.1% bovine serum albumin. | For immunohistology, flow cytometry and Western blotting dilutions to be used depend on detection system applied. It is recommended that users test the reagent and determine their own optimal dilutions. The typical starting working dilution is 1:10. For inhibition of C4 activation by C1s dilutions have to be made according to the amounts C1s to be inactivated. |  | Mouse IgG1 | Human | 1. Matsumoto, M et al; Probing the C4-binding site on C1s with monoclonal antibodies, evidence for a C4/C4b-binding site on the gamma-domain. J Immunol 1989, 8: 2743 2. Nakagawa, K et al; Complement C1s activation in degenerating articular cartilage of rheumatoid arthritis patients: immunohistochemical studies with an active form specific antibody. Ann Rheum Dis 1999, 58: 175 | Product should be stored at 4 °C. Under recommended storage conditions, product is stable for one year. | For research use only. Not for use in or on humans or animals or for diagnostics. It is the responsibility of the user to comply with all local/state and Federal rules in the use of this product. Hycult Biotech is not responsible for any patent infringements that might result with the use of or derivation of this product.
https://www.hycultbiotech.com/products/types/hm2103f-1 | CD46, Human, mAb M177, FITC | 20 µg | Flow cytometry, Frozen sections, Functional studies, Immuno assays, Immuno precipitation, Western blot |  | The monoclonal antibody M177 recognizes CD46, also designated membrane cofactor protein (MCP). CD46 is a 45-70 kDa protein with genetic and tissue-specific heterogeneity.- It is expressed on every cell and tissue, with the exception of erythrocytes. CD46 serves to inhibit complement activation on host tissue. It performs this function by serving as a cofactor which binds to C3b and C4b. This binding is permitted by factor I, a serine protease of plasma, to degrade C3b and C4b and serves to protect the host cell against autologous attack. It also serves as a receptor for measles virus. Four isoforms of CD46 predominate and arise by alternative splicing of a single CD46 gene. CD46 cDNA encodes a signal sequence followed by four complement control protein domains (also called short consensus repeats (SCR)). The monoclonal antibody M177 reacts with the SCR2 domain. | Monoclonal antibodies | 0.2 ml (100 μg/ml) 0.2 μm protein G purified FITC conjugated antibody solution in PBS, containing 1% bovine serum albumin and 0.02% sodium azide. | Dilutions to be used depend on detection system applied. It is recommended that users test the reagent and determine their own optimal dilutions. The typical starting working dilution is 1:50. For functional studies, in vitro dilutions have to be optimized in user’s experimental setting. | Purified MCP | Mouse IgG1 | Human | 1. Seya, T et al; Quantitative analysis of membrane cofactor protein (MCP) of complement. High expression of MCP on human leukemia cell lines, which is down-regulated during cell differentiation. J Immunol 1990, 145: 238 2. Iwata, K et al; Diversity of sites for measles virus binding and for inactivation of complement C3b and C4b on membrane cofactor protein CD46. J Biol Chem 1995, 270: 15148 3. Kurita-Taniguchi, M et al; Functional modulation of human macrophages through CD46 (Measles virus receptor): production of IL-12 p40 and nitric oxide in association with recruitment of protein-tyrosine phosphatase SHP-1 to CD46. J Immunol 2000, 165: 5143 4. Kurita-Taniguchi, M et al; Molecular assembly of CD46 with CD9, alpha3-beta1 integrin and protein tyrosine phosphatase SHP-1 in human macrophages through differentiation by GM-CSF. Mol Immunol 2001, 38: 689 5. Loré, K et al; Myeloid and plasmacytoid dentritic cells are susceptible to recombinant adenovirus vectors and stimulate polyfunctional memory T cell responses. J Immunol 2007, 179: 1721 6. Adams, W et al; Attenuation of CD4+ T-cell function by human adenovirus type 35 is mediated by the knob protein. J Gen Virol 2012, 93:1339 7. Johnson, M et al; Type I IFN Induced by Adenovirus Serotypes 28 and 35 Has Multiple Effects on T Cell Immunogenicity. J Immunol 2012, 188:6109 8. Teigler, J et al; Vaccination with Adenovirus Serotypes 35, 26, and 48 Elicits Higher Levels of Innate Cytokine Responses than Adenovirus Serotype 5 in Rhesus Monkeys. J Virol 2012, 86:9590 9. Abbink, P et al; Construction and Evaluation of Novel Rhesus Monkey Adenovirus Vaccine Vectors. J Virol 2015, 89:1512 10. Fujiyuki, T et al; A measles virus selectively blind to signaling lymphocytic activation molecule shows anti-tumor activity against lung cancer cells. Oncotarget 2015, 6:24895 | Product should be stored at 4 °C. Under recommended storage conditions, product is stable for one year. | For research use only. Not for use in or on humans or animals or for diagnostics. It is the responsibility of the user to comply with all local/state and Federal rules in the use of this product. Hycult Biotech is not responsible for any patent infringements that might result with the use of or derivation of this product. | FC: Antibody M177 stains the extracellular domain of CD46. | Membrane cofactor protein, TLX, trophoblast leucocyte common antigen Gene name: CD46
https://www.hycultbiotech.com/products/types/hm2103-1 | CD46, Human, mAb M177 | 20 µg | Flow cytometry, Frozen sections, Functional studies, Immuno assays, Immuno precipitation, Western blot |  | The monoclonal antibody M177 recognizes CD46, also designated membrane cofactor protein (MCP). CD46 is a 45-70 kDa protein with genetic and tissue-specific heterogeneity. It is expressed on every cell and tissue, with the exception of erythrocytes. CD46 serves to inhibit complement activation on host tissue. It performs this function by serving as a cofactor which binds to C3b and C4b. This binding is permitted by factor I, a serine protease of plasma, to degrade C3b and C4b and serves to protect the host cell against autologous attack. It also serves as a receptor for measles virus. Four isoforms of CD46 predominate and arise by alternative splicing of a single CD46 gene. CD46 cDNA encodes a signal sequence followed by four complement control protein domains (also called short consensus repeats (SCR)). The monoclonal antibody M177 reacts with the SCR2 domain. | Monoclonal antibodies | 0.2 ml (100 μg/ml) 0.2 μm protein G purified antibody solution in PBS, containing 0.1% bovine serum albumin. | Dilutions to be used depend on detection system applied. It is recommended that users test the reagent and determine their own optimal dilutions. The typical starting working dilution is 1:50. For functional studies, in vitro dilutions have to be optimized in user’s experimental setting. | Purified MCP | Mouse IgG1 | Human | 1. Seya, T et al; Quantitative analysis of membrane cofactor protein (MCP) of complement. High expression of MCP on human leukemia cell lines, which is down-regulated during cell differentiation. J Immunol 1990, 145: 238 2. Iwata, K et al; Diversity of sites for measles virus binding and for inactivation of complement C3b and C4b on membrane cofactor protein CD46. J Biol Chem 1995, 270: 15148 3. Kurita-Taniguchi, M et al; Functional modulation of human macrophages through CD46 (Measles virus receptor): production of IL-12 p40 and nitric oxide in association with recruitment of protein-tyrosine phosphatase SHP-1 to CD46. J Immunol 2000, 165: 5143 4. Kurita-Taniguchi, M et al; Molecular assembly of CD46 with CD9, alpha3-beta1 integrin and protein tyrosine phosphatase SHP-1 in human macrophages through differentiation by GM-CSF. Mol Immunol 2001, 38: 689 5. Loré, K et al; Myeloid and plasmacytoid dentritic cells are susceptible to recombinant adenovirus vectors and stimulate polyfunctional memory T cell responses. J Immunol 2007, 179: 1721 6. Adams, W et al; Attenuation of CD4+ T-cell function by human adenovirus type 35 is mediated by the knob protein. J Gen Virol 2012, 93:1339 7. Johnson, M et al; Type I IFN Induced by Adenovirus Serotypes 28 and 35 Has Multiple Effects on T Cell Immunogenicity. J Immunol 2012, 188:6109 8. Teigler, J et al; Vaccination with Adenovirus Serotypes 35, 26, and 48 Elicits Higher Levels of Innate Cytokine Responses than Adenovirus Serotype 5 in Rhesus Monkeys. J Virol 2012, 86:9590 9. Abbink, P et al; Construction and Evaluation of Novel Rhesus Monkey Adenovirus Vaccine Vectors. J Virol 2015, 89:1512 10. Fujiyuki, T et al; A measles virus selectively blind to signaling lymphocytic activation molecule shows anti-tumor activity against lung cancer cells. Oncotarget 2015, 6:24895 | Product should be stored at 4 °C. Under recommended storage conditions, product is stable for one year. | For research use only. Not for use in or on humans or animals or for diagnostics. It is the responsibility of the user to comply with all local/state and Federal rules in the use of this product. Hycult Biotech is not responsible for any patent infringements that might result with the use of or derivation of this product. | FC: Antibody M177 stains the extracellular domain of CD46. | Membrane cofactor protein, TLX, trophoblast leucocyte common antigen Gene name: CD46
https://www.hycultbiotech.com/products/types/hm2099-1 | JAM-A, Human, mAb M.Ab.F11 | 20 µg | Flow cytometry, Functional studies, Immuno assays, Immuno fluorescence, Immuno precipitation, Paraffin sections, Western blot |  | The monoclonal antibody M.Ab.F11 recognizes junctional adhesion molecule-A (JAM-A) also known as the human platelet F11-Receptor (F11R) or JAM-1. JAM-A is a surface glycoprotein duplex (32 and 35 kDa) belongingto the immunoglobulin superfamily found on the surface of human platelets and at intercellular junctions of endothelial cells and epithelial cells. JAM-A belongs together with JAM-C (JAM-2) and JAM-B (VE-JAM or JAM-3) to a family of adhesion proteins with a V-C2 immunoglobulin domain organization. JAM-A plays an important role in tight junctions where it is involved in cell-to-cell adhesion through homophilic interactions. It co-distributes with other tight junction components such as ZO-1, 7H6 antigen, cingulin and occludin. Moreover, JAM-A plays a role in platelet aggregation, secretion, adhesion, spreading. In the platelet, JAM-A is a membrane protein involved in 2 distinct processes initiated on the platelet surface. Namely,, antibody-induced platelet aggregation and secretion both dependent on FcgammaRII and GPIIb/IIIa integrin, a process that may be involved in pathophysiological processes associated with certain thrombocytopenias and secondly, antibody mediated platelet adhesion independent from FcgammaRII or- fibrinogen receptor that appears to play a role in physiological processes associated with platelet adhesion and aggregation. A physiological role for the JAM-A protein was demonstrated by its phosphorylation after the stimulation of platelets by thrombin and collagen. A pathophysiological role for the JAM-A was revealed by demonstrating the presence of JAM-A antibodies in patients with thrombocytopenia. Adhesion of platelets through JAM-A resulted in events characteristic of the action of cell adhesion molecules. Recent data suggests a role for JAM-A in the adhesion of platelets to cytokine-inflamed endothelial cells and thus in thrombosis and atherosclerosis induced in non-denuded blood vessels by inflammatory processes. | Monoclonal antibodies | 0.2 ml (100 µg/ml) 0.2 µm filtered antibody solution in PBS, containing 0.1% bovine serum albumin. | For immunohistochemistry, flow cytometry and Western blotting, dilutions to be used depend on detection system applied. It is recommended that users test the reagent and determine their own optimal dilutions. The typical starting working dilution is 1:50. For functional studies, dilutions have to be optimized in user's experimental setting. | Human platelet membranes | Mouse IgG1 | Human | 1. Kornecki, E et al; Activation of human platelets by a stimulatory monoclonal antibody. J Biol Chem 1990, 265: 10042 2. Naik, U et al; Mechanisms of platelet activation by a stimulatory antibody: cross-linking of a novel platelet receptor for monoclonal antibody F11 with the Fc gamma RII receptor. Biochem J 1995, 310: 155 3. Wang, F et al; Stimulatory antibody-induced activation and selective translocation of protein kinase C isoenzymes in human platelets. Biochem J 1995, 311: 401 4. Sobocka, M et al; Cloning of the human platelet F11 receptor: a cell adhesion molecule member of the immunoglobulin superfamily involved in platelet aggregation. Blood 2000, 95: 2600 5. Babinska, A et al; Two regions of the human platelet F11-receptor (F11R) are critical for platelet aggregation, potentiation and adhesion. Thromb Haemost 2002, 87: 712 6. Babinska, A et al; The F11 receptor (F11R/JAM-A) in atherothrombosis: overexpression of F11R in atherosclerotic plaques. Thromb Haemost 2007, 97: 272 7. Cavusoglu, E et al; Association of plasma levels of F11 receptor/junctional adhesion molecule-A (F11R/JAM-A) with human atherosclerosis. JACC 2007, 50: 1768 8. Koenen, R et al; Regulated release and functional modulation of junctional adhesion molecule A by disintegrin metalloproteinases. Blood 2009, 113: 4799 | Product should be stored at 4 °C. Under recommended storage conditions, product is stable for at least one year. The exact expiry date is indicated on the label. | For research use only. Not for use in or on humans or animals or for diagnostics. It is the responsibility of the user to comply with all local/state and federal rules in the use of this product. Hycult Biotech is not responsible for any patent infringements that might result from the use or derivation of this product. | FC: Antibody M.Ab. F11 stains the extracellular domain of JAM-A protein name. Cells were incubated with 5 µg/ml of mAb in 0.1%BSA/PBS. As negative control an isotype-matched antibody was used (Ref.4) W: A non-reduced and reduced sample treatment and SDS-Page was used. The band sizes- are 32 and 35kDa (Ref. 1). FS: Antibody M.Ab. F11 functions as anagonist resulting in platelet aggregation at concentrations of approximately 5 µg/ml (Ref.1). | JAM-1, platelet F11 receptor, F11R, platelet adhesion molecule, CD321
https://www.hycultbiotech.com/products/types/hm2098f-1 | JAM-A, Human, mAb BV16, FITC | 20 µg | Flow cytometry, Frozen sections, Functional studies, Immuno fluorescence, Immuno precipitation, Paraffin sections, Western blot |  | The FITC conjugated monoclonal antibody BV16 recognizes the human junction adhesion molecule (JAM)-A. Together with JAM-C (JAM-2) and JAM-B (VE-JAM or JAM-3), JAM-A belongs to a family of adhesion proteins with a V-C2 immunoglobulin domain organization and their molecular weight is about 30-40 kDa. JAMs are important for a variety of cellular processes, including tight junction assembly, leukocyte transmigration, platelet activation, angiogenesis and virus binding. JAM-A is expressed by endothelial and epithelial cells, platelets, neutrophils, monocytes, lymphocytes and erythrocytes. Like all other JAMs, JAM-A plays an important role in tight junctions where it is involved in cell-to-cell adhesion through homophilic interaction. It codistributes with other tight junction components as ZO-1, 7H6 antigen, cingulin and occludin. JAM-A also plays an important role in leukocyte transmigration. Leukocyte transmigration can be blocked by antibodies and by soluble JAM-A/Fc fusion proteins. Homophilic JAM-A interactions between leukocytes and the endothelium but also heterophilic interactions of JAM-A with the beta 2-integrin leukocyte function-associated antigen-1 (LFA-1) are considered to actively guide leukocytes during transmigration. Several studies imply a role for JAM-A in the initiation of atherosclerosis, since JAM-A is upregulated on early atherosclerotic endothelium. Adhesion of the activated platelets on activated endothelium is mediated by homophilic interactions of JAM-A. | Monoclonal antibodies | 0.2 ml (100 µg/ml) 0.2 µm filtered FITC conjugated antibody solution in PBS, containing 1% bovine serum albumin and 0.02% sodium azide. | For immunohistology, Western blotting and flow cytometry, dilutions to be used depend on detection system applied. It is recommended that users test the reagent and determine their own optimal dilutions. The typical starting working dilution is 1:50. | Fusion protein consisting of the extracellular domain of human JAM and the Fc portion of human IgGs | Mouse IgG1 | Human | 1. Bazzoni, G et al; Interaction of junctional adhesion molecule with the tight junction components ZO-1, cingulin, and occludin. J Biol Chem 2000, 275: 20520 2. Luo, Y et al; Effects of culture conditions on heterogeneity and the apical junctional complex of the ARPE-19 cell line. Invest Ophthalmol Vis Sci 2006, 47: 3644 3. Faure, V et al; The uremic solute p-cresol decreases leukocyte transendothelial migration in vitro. Int Immunol 2006, 18: 1453 4. Vetrano, S et al; Unique role of junctional adhesion molecule-A in maintaining mucosal homeostatis in inflammatory bowel disease. Gastroenterol 2008, 135: 173 | Product should be stored at 4 °C. Under recommended storage conditions, product is stable for one year. | For research use only. Not for use in or on humans or animals or for diagnostics. It is the responsibility of the user to comply with all local/state and federal rules in the use of this product. Hbt is not responsible for any patent infringements that might result from the use or derivation of this product. |  | PAM-1, JAM-1, JAMA, CD321, platelet F11 receptor
https://www.hycultbiotech.com/products/types/hm2096f-1 | TLR3, Human, mAb TLR3.7, FITC | 20 µg | Flow cytometry, Frozen sections, Functional studies, Immuno fluorescence, Immuno precipitation, Paraffin sections |  | The monoclonal antibody TLR3.7 recognizes the 116 kDa human Toll-like receptor 3 (TLR3, CD283). Toll-like receptors (TLRs) are highly conserved from Drosophila to humans and share structural and functional similarities. TLRs constitute of a family of pattern recognition receptors (PRRs) that mediate cellular responses to a large variety of pathogens (viruses, bacteria, and parasites) by specific recognition of so-called ‘pathogen-associated molecular patterns’. Activation of TLRs, a family of at least 11 different members that function either as homo- or heterodimers, leads to activation of NFκBdependent and IFN-regulatory factor-dependent signaling pathways. TLRs have a central role in innate immunity and are also required for the development of an adaptive immune response. TLRs are expressed by various cells of the immune system, such as macrophages and dendritic cells. TLRs are class I receptors, with a single α-helix that spans the cell membrane. They recognize and respond to molecules derived from bacterial, viral and fungal pathogens, such as lipopolysaccharide (LPS) from the outer membrane of Gram negative bacteria, peptidoglycan fragments from bacterial cell walls and single-stranded and double-stranded RNA from viruses. Some forms of RNA and DNA from pathogens exhibit immutable features that distinguish them from nucleic acids of higher organisms. For example, dsRNA, is a common intermediate of viral replication and a potent indicator of infection. Toll-like receptor 3 (TLR3) recognizes viral double-stranded RNA and its synthetic analog polyriboinosinic:polyribocytidylic acid (poly(I:C)). TLR3 is normally located in acidic endosomes where its luminal ectodomain (ECD) encounters dsRNA and induces type I interferon (IFN), inflammatory cytokine/chemokine production and dendritic cell (DC) maturation via the adaptor protein TICAM-1 (also called TRIF). Based on the different subcellular localization of cytosolic RNA receptors and TLR3, these receptors seem to play distinct roles in anti-viral immune responses. | Monoclonal antibodies | 0.2 ml (100 μg/ml) 0.2 μm filtered protein G purified FITC conjugated antibody solution in PBS, containing 1% bovine serum albumin and 0.02% sodium azide. | Dilutions to be used depend on detection system applied. It is recommended that users test the reagent and determine their own optimal dilutions. The typical starting working dilution is 1:50. | Human Flag-tagged TLR3 stably expressed by- Ba/F3 cells | Mouse IgG1 | Human | 1. Matsumoto, M et al; Establishment of a monoclonal antibody against human Toll-like receptor 3 that blocks double-stranded RNA-mediated signalling. Biochem Biophys Res Commun 2002, 293: 1364 2. Oshiumi, H et al; TICAM-1, an adaptor molecule that participates in Toll-like receptor 3-mediated interferon-beta induction. Nat Immunol 2003, 4: 161 3. Matsumoto, M et al; Subcellular localization of Toll-like receptor 3 in human dendritic cells. J Immunol 2003, 171: 3154 4. Burgener, I et al; Antibodies specific for human or murine Toll-like receptors detect canine leukocytes by flow cytometry. Vet Immunol Immunopathol 2008, 124; 184 5. Jorgenson, R et al; Human endometrial epithelial cells cyclically express Toll-like receptor 3 (TLR3) and exhibit TLR3-dependent responses to dsRNA. Human Immunology 2005; 66:469 | Product should be stored at 4 °C. Under recommended storage conditions, product is stable for one year. | For research use only. Not for use in or on humans or animals or for diagnostics. It is the responsibility of the user to comply with all local/state and federal rules in the use of this product. Hycult Biotech is not responsible for any patent infringements that might result from the use or derivation of this product. | F: dried sections, fixed with 4% paraformaldehyde and subsequently washed in PBS and MQ. Sections were quenched with 0.3%H2O2 in methanol and washed in PBS. Sections were permeabilized with 0.4% triton-X100 in PBS. Pretreated slides were blocked with 1% horse serum for 20’ and incubated o/n with antibody (Ref.5). FC: cells were incubated with 1 μg antibody together with 10 μg human IgG for 30’at 4°C in PBS/0,5% BSA (Ref.3). FS: 7.5*104 MRC5 cells were pre-treated with 10-20μg/ml for 1-24h at 37°C. Monoclonal antibody TLR3.7 inhibits dsRNA-induces IFN-beta production (Ref.1). IF: Cytospins of monocyte-derived iDCs were fixed for 30’ with 3% formaldehyde in PBS, permeabilized with PBS/1%BSA/0.5%saponin. After PBS wash slides were incubated for 1h at RT with 20ug/ml antibody in PBS/1%BSA (Ref.3). P: Formalin fixed, paraffin embedded sections were deparaffinized with xylene, followed by washes in 95% and 70% EtOH. Sections were washed with water and permeabilized with 0.4% triton-X100 in PBS. Pretreated slides were blocked with 1% horse serum for 20’ and incubated o/n with antibody (Ref.5). W: Total cellular protein was loaded on 7.5% SDS-PAGE and blotted on PDVF. Blots were incubated with 2μg/ml antibody o/n at 4°C (Ref.6). | CD283, Toll-like receptor 3 Gene name: TLR3
https://www.hycultbiotech.com/products/types/hm2096-1 | TLR3, Human, mAb TLR3.7 | 20 µg | Flow cytometry, Frozen sections, Functional studies, Immuno fluorescence, Immuno precipitation, Paraffin sections |  | The monoclonal antibody TLR3.7 recognizes the 116 kDa human Toll-like receptor 3 (TLR3, CD283). Toll-like receptors (TLRs) are highly conserved from Drosophila to humans and share structural and functional similarities. TLRs constitute of a family of pattern recognition receptors (PRRs) that mediate cellular responses to a large variety of pathogens (viruses, bacteria, and parasites) by specific recognition of so-called ‘pathogen-associated molecular patterns’. Activation of TLRs, a family of at least 11 different members that function either as homo- or heterodimers, leads to activation of NFκBdependent and IFN-regulatory factor-dependent signaling pathways. TLRs have a central role in innate immunity and are also required for the development of an adaptive immune response. TLRs are expressed by various cells of the immune system, such as macrophages and dendritic cells. TLRs are class I receptors, with a single α-helix that spans the cell membrane. They recognize and respond to molecules derived from bacterial, viral and fungal pathogens, such as lipopolysaccharide (LPS) from the outer membrane of Gram negative bacteria, peptidoglycan fragments from bacterial cell walls and single-stranded and double-stranded RNA from viruses. Some forms of RNA and DNA from pathogens exhibit immutable features that distinguish them from nucleic acids of higher organisms. For example, dsRNA, is a common intermediate of viral replication and a potent indicator of infection. Toll-like receptor 3 (TLR3) recognizes viral double-stranded RNA and its synthetic analog polyriboinosinic:polyribocytidylic acid (poly(I:C)). TLR3 is normally located in acidic endosomes where its luminal ectodomain (ECD) encounters dsRNA and induces type I interferon (IFN), inflammatory cytokine/chemokine production and dendritic cell (DC) maturation via the adaptor protein TICAM-1 (also called TRIF). Based on the different subcellular localization of cytosolic RNA receptors and TLR3, these receptors seem to play distinct roles in anti-viral immune responses. | Monoclonal antibodies | 0.2 ml (100 μg/ml) 0.2 μm filtered protein G purified antibody solution in PBS, containing 0.1% bovine serum albumin. The endotoxin concentration is < 24 EU/mg, determined with HIT302 LAL Assay. | Dilutions to be used depend on detection system applied. It is recommended that users test the reagent and determine their own optimal dilutions. The typical starting working dilution is 1:50. | Human Flag-tagged TLR3 stably expressed by Ba/F3 cells | Mouse IgG1 | Human | 1. Matsumoto, M et al; Establishment of a monoclonal antibody against human Toll-like receptor 3 that blocks double-stranded RNA-mediated signalling. Biochem Biophys Res Commun 2002, 293: 1364 2. Oshiumi, H et al; TICAM-1, an adaptor molecule that participates in Toll-like receptor 3-mediated interferon-beta induction. Nat Immunol 2003, 4: 161 3. Matsumoto, M et al; Subcellular localization of Toll-like receptor 3 in human dendritic cells. J Immunol 2003, 171: 3154 4. Burgener, I et al; Antibodies specific for human or murine Toll-like receptors detect canine leukocytes by flow cytometry. Vet Immunol Immunopathol 2008, 124; 184 5. Jorgenson, R et al; Human endometrial epithelial cells cyclically express Toll-like receptor 3 (TLR3) and exhibit TLR3-dependent responses to dsRNA. Human Immunology 2005; 66:469 | Product should be stored at 4 °C. Under recommended storage conditions, product is stable for one year. | For research use only. Not for use in or on humans or animals or for diagnostics. It is the responsibility of the user to comply with all local/state and federal rules in the use of this product. Hycult Biotech is not responsible for any patent infringements that might result from the use or derivation of this product. | F: dried sections, fixed with 4% paraformaldehyde and subsequently washed in PBS and MQ. Sections were quenched with 0.3%H2O2 in methanol and washed in PBS. Sections were permeabilized with 0.4% triton-X100 in PBS. Pretreated slides were blocked with 1% horse serum for 20’ and incubated o/n with antibody (Ref.5). FC: cells were incubated with 1 μg antibody together with 10 μg human IgG for 30’at 4°C in PBS/0,5% BSA (Ref.3). FS: 7.5*104 MRC5 cells were pre-treated with 10-20μg/ml for 1-24h at 37°C. Monoclonal antibody TLR3.7 inhibits dsRNA-induces IFN-beta production (Ref.1). IF: Cytospins of monocyte-derived iDCs were fixed for 30’ with 3% formaldehyde in PBS, permeabilized with PBS/1%BSA/0.5%saponin. After PBS wash slides were incubated for 1h at RT with 20ug/ml antibody in PBS/1%BSA (Ref.3). P: Formalin fixed, paraffin embedded sections were deparaffinized with xylene, followed by washes in 95% and 70% EtOH. Sections were washed with water and permeabilized with 0.4% triton-X100 in PBS. Pretreated slides were blocked with 1% horse serum for 20’ and incubated o/n with antibody (Ref.5). W: Total cellular protein was loaded on 7.5% SDS-PAGE and blotted on PDVF. Blots were incubated with 2μg/ml antibody o/n at 4°C (Ref.6). | CD283, Toll-like receptor 3 Gene name: TLR3
https://www.hycultbiotech.com/products/types/hm2094-1 | C5aR, Human, mAb S5/1 | 20 µg | Flow cytometry, Frozen sections, Functional studies, Paraffin sections, Western blot |  | The monoclonal antibody S5/1 recognizes the human receptor for C5a (CD88). The C5a receptor- is a seven transmembrane GTP-binding-protein-coupled receptor of 45kDa which binds with high affinity to human anaphylatoxin C5a. Upon C5a binding- G-protein-dependent cellular- responses are initiated such as increased intracellular Ca2+, granule fusion with the cell membrane, enzyme release and oxidative burst suggesting that C5aR is an important mediator of inflammation. The C5a receptor is expressed on a broad range of cell types, including- neutrophils, monocytes/macrophages, dendritic cells, astrocytes and microglia. Interestingly, C5a receptor signalling has been associated with several inflammatory diseases including rheumatoid arthritis.- Clone S5/1 was raised against a synthetic peptide comprising the N-terminal domain of the C5aR (Met1-Asn31). The antibody has been shown to inhibit the binding of C5a to its receptor. | Monoclonal antibodies | 0.2 ml (100 µg/ml) 0.2 µm filtered antibody solution in PBS, containing 0.1% bovine serum albumin. | For immunohistology, flow cytometry and Western blotting dilutions to be used depend on detection system applied. It is recommended that users test the reagent and determine their own optimal dilutions. The typical starting working dilution is 1:10. For inhibition of binding of C5a to its receptor dilutions have to be made according to the amounts of C5a to be inhibited. | Synthetic peptide comprising the N-terminal domain of the C5aR (Met1-Asn31) | Mouse IgG2a | Human | 1. Opperman, M et al; Probing the human receptor for C5a anaphylatoxin with side-directed antibodies. J Immunol 1993, 151: 3785 2. Opperman, M et al; Plasma clearance of the human C5a anaphylatoxin by binding to leucocyte C5a receptors. Immunol. 1994, 82: 516 3. Werfel, T et al; C5a receptors are detectable on mast cells in normal human skin and in psoriatic plaques but not in weal and flare reactions or in urticaria pigmentosa by immunohistochemistry. Arch Dermatol Res 1997, 289: 83 4. Zwirner, J et al; Evaluation of C3a receptor expression on human leucocytes by the use of novel monoclonal antibodies. Immunology 1999, 97: 166 5. Fortin, J et al; Contractile effect of anaphylatoxin C5a and of a mimetic peptide on the human umbilical artery: further evidence for leukocyte-dependent vasomotion. J Cardiovasc Pharmacol. 2002, 40:815 6. Gueler, F et al; Complement 5a receptor inhibition improves renal allograft survival. J Am Soc Nephrol 2008, 19: 2302 7. Strey, CW et al;. Complement and neutrophil function changes after liver resection in humans. World J Surg 2009, 33: 2635 8. Werfel, T et al: CD88 antibodies specifically bind to C5aR on dermal CD117+ and CD14+ cells and react with a desmosomal antigen in human skin. J Immunol 1996, 157: 1729. 9. Petitclerc, E et al: Pathologic leukocyte infiltration of the rabbit aorta confers a vasomotor effect to chemotactic peptides through cyclooxygenase-derived metabolites. J Immunol 1996, 156: 3426 | Product should be stored at 4 °C. Under recommended storage conditions, product is stable for one year. | For research use only. Not for use in or on humans or animals or for diagnostics. It is the responsibility of the user to comply with all local/state and Federal rules in the use of this product. Hycult Biotech is not responsible for any patent infringements that might result with the use of or derivation of this product. | FC: Antibody S5/1 stains the N-terminal domain of CD88. 1x106 leukocytes were incubated with 2 µg of antibody (Ref. 1). FS: Antibody S5/1 inhibits C5a binding to its receptor at a concentration of 3.3 µM (Ref. 2) IHC-P: Tissue sections were fixed in 2% paraformaldehyde and pretreated with 5% normal rabbit serum before applying antibody S5/1 (Ref. 3). W: extracts from smooth muscle cells were separated by SDS-PAGE, the observed band size with S5/1 antibody is 42kDa (Ref. 5). | Complement component 5a receptor 1, CD88, C5aR, C5a anaphylatoxin receptor.
https://www.hycultbiotech.com/products/types/hm2085f-1 | TLR1, Human, mAb GD2.F4, FITC | 20 µg | Flow cytometry, Frozen sections, Functional studies, Immuno assays, Immuno fluorescence, Paraffin sections |  | The monoclonal antibody GD2.F4 reacts with human TLR1. Toll-like receptors (TLR) are highly conserved throughout evolution and play an essential role in recognizing conserved motifs found in various pathogens and initiating an appropriate innate immune response. In human, ten members of the TLR family have been identified as type I transmembrane signaling receptors containing multiple copies of leucine rich repeats in the extracellular domain and an interleukin-1 (IL-1) receptor motif in the cytoplasmic domain. Mammalian responsiveness to microbial products may be mediated by combinations of TLRs, for example a co-operative effect is observed between TLR1 and TLR2- in response to bacterial lipoproteins. On the other hand, TLR 1 was shown to have the capacity to abrogate TLR4 signaling. In general, TLR1 is expressed at higher levels as compared to other TLRs. The highest expression of TLR1 is found in monocytes but it can also be expressed by macrophages, dendritic cells, B, T, and NK cells. In recent studies, several human TLR1 polymorphisms have been associated with impaired mycobacterial signaling and susceptibility to tuberculosis. | Monoclonal antibodies | 0.2 ml (100 μg/ml) 0.2 μm filtered FITC conjugated antibody solution in PBS, containing 1% bovine serum albumin and 0.02% sodium azide. | For flow cytometry and immunohistochemistry dilutions to be used depend on detection system applied. It is recommended that users test the reagent and determine their own optimal dilutions. The typical starting working dilution is 1:50. For functional studies, dilutions have to be optimized in user’s experimental setting. | HeLa cells transfected with TLR1 mRNA (Ref.1) | Mouse IgG1 | Human | 1. Wyllie, D et al; Evidence for an accessory protein function for Toll-like receptor 1 in anti-bacterial responses. J Immunol 2000, 165: 7125 2. Visintin, A et al; Regulation of Toll-like receptors in human monocytes and dendritic cells. J Immunol 2001, 166: 249 3. Sandor, F et al; Importance of extra- and intracellular domains of TLR1 and TLR2 in NFkB signaling. JCB 2003, 162: 1099 4. Ochoa, M et al; Distribution of Toll-like receptor 1 and Toll-like receptor 2 in human lymphoid tissue. Immunology 2003, 108: 10 5. Ritter, M et al; Characterization of Toll-like receptors in primary lung epithelial cells: strong impact of the TLR3 ligand poly(I:C) on the regulation of Toll-like receptors, adaptor proteins and inflammatory response. J Inflamm 2005, 2: 16 6. Månsson, A et al; A distinct Toll-like receptor repertoire in human tonsillar B cells, directly activated by Pam3CSK4, R-837 and CpG-2006 stimulation. Immunology 2006, 118: 539 7. Panda, A et al; Age-associated decrease in TLR function in primary human dendritic cells predicts influenza vaccine response. J Immunol 2010, 184: 2518 | Product should be stored at 4 °C. Under recommended storage conditions, product is stable for at least one year. The exact expiry date is indicated on the label. | For research use only. Not for use in or on humans or animals or for diagnostics. It is the responsibility of the user to comply with all local/state and federal rules in the use of this product. Hycult Biotech is not responsible for any patent infringements that might result from the use or derivation of this product. | FC: Antibody GD2.F4 stains the extracellular domain of TLR1. Monocytes were resuspended in PBS, 0.1% BSA, 0.02% NAN3 containing 15 µg/ml GD2.F4. As negative control an IgG1 isotype control was used (Ref.1). IHC-P: Tissue sections were pretreated with Target Retrieval solution, 1% Triton X-100 to improve membrane permeability and 0.03% hydrogen peroxide to quench endogenous peroxidases . Tissue sections were blocked with 2% FCS (Ref.6). IHC-F:- Tissue sections were blocked with normal horse serum prior to staining (Ref.4). FS: Antibody GD2.F4e was used to inhibit cytokine production of stimulated PBMCs (Ref.3). | CD281, toll-like receptor 1, TLR1Fc
https://www.hycultbiotech.com/products/types/hm2085-1 | TLR1, Human, mAb GD2.F4 | 20 µg | Flow cytometry, Frozen sections, Functional studies, Immuno assays, Immuno fluorescence, Paraffin sections |  | The monoclonal antibody GD2.F4 reacts with human TLR1. Toll-like receptors (TLR) are highly conserved throughout evolution and play an essential role in recognizing conserved motifs found in various pathogens and initiating an appropriate innate immune response. In human, ten members of the TLR family have been identified as type I transmembrane signaling receptors containing multiple copies of leucine rich repeats in the extracellular domain and an interleukin-1 (IL-1) receptor motif in the cytoplasmic domain. Mammalian responsiveness to microbial products may be mediated by combinations of TLRs, for example a co-operative effect is observed between TLR1 and TLR2- in response to bacterial lipoproteins. On the other hand, TLR 1 was shown to have the capacity to abrogate TLR4 signaling. In general, TLR1 is expressed at higher levels as compared to other TLRs. The highest expression of TLR1 is found in monocytes but it can also be expressed by macrophages, dendritic cells, B, T, and NK cells. In recent studies, several human TLR1 polymorphisms have been associated with impaired mycobacterial signaling and susceptibility to tuberculosis. | Monoclonal antibodies | 0.2 ml (100 µg/ml) 0.2 µm filtered antibody solution in PBS, containing 0.1% bovine serum albumin. | For flow cytometry and immunohistochemistry dilutions to be used depend on detection system applied. It is recommended that users test the reagent and determine their own optimal dilutions. The typical starting working dilution is 1:50. For functional studies, dilutions have to be optimized in user's experimental setting. | HeLa cells transfected with TLR1 mRNA (Ref.1) | Mouse IgG1 | Human | 1. Wyllie, D et al; Evidence for an accessory protein function for Toll-like receptor 1 in anti-bacterial responses. J Immunol 2000, 165: 7125 2. Visintin, A et al; Regulation of Toll-like receptors in human monocytes and dendritic cells. J Immunol 2001, 166: 249 3. Sandor, F et al; Importance of extra- and intracellular domains of TLR1 and TLR2 in NFkB signaling. JCB 2003, 162: 1099 4. Ochoa, M et al; Distribution of Toll-like receptor 1 and Toll-like receptor 2 in human lymphoid tissue. Immunology 2003, 108: 10 5. Ritter, M et al; Characterization of Toll-like receptors in primary lung epithelial cells: strong impact of the TLR3 ligand poly(I:C) on the regulation of Toll-like receptors, adaptor proteins and inflammatory response. J Inflamm 2005, 2: 16 6. Månsson, A et al; A distinct Toll-like receptor repertoire in human tonsillar B cells, directly activated by Pam3CSK4, R-837 and CpG-2006 stimulation. Immunology 2006, 118: 539 7. Panda, A et al; Age-associated decrease in TLR function in primary human dendritic cells predicts influenza vaccine response. J Immunol 2010, 184: 2518 | Product should be stored at 4 °C. Under recommended storage conditions, product is stable for at least one year. The exact expiry date is indicated on the label. | For research use only. Not for use in or on humans or animals or for diagnostics. It is the responsibility of the user to comply with all local/state and federal rules in the use of this product. Hycult Biotech is not responsible for any patent infringements that might result from the use or derivation of this product. | FC: Antibody GD2.F4 stains the extracellular domain of TLR1. Monocytes were resuspended in PBS, 0.1% BSA, 0.02% NAN3 containing 15 µg/ml GD2.F4. As negative control an IgG1 isotype control was used (Ref.1). IHC-P: Tissue sections were pretreated with Target Retrieval solution, 1% Triton X-100 to improve membrane permeability and 0.03% hydrogen peroxide to quench endogenous peroxidases . Tissue sections were blocked with 2% FCS (Ref.6). IHC-F: Tissue sections were blocked with normal horse serum prior to staining (Ref.4). FS: Antibody GD2.F4e was used to inhibit cytokine production of stimulated PBMCs (Ref.3). | CD281, toll-like receptor 1, TLR1Fc
https://www.hycultbiotech.com/products/types/hm2079-1 | C5a/C5a des Arg, Human, mAb 2952 | 20 µg | Frozen sections, Functional studies, Immuno assays, Western blot |  | Monoclonal antibody 2952 reacts with a neo-epitope on C5a (des-Arg) that is formed upon cleavage of C5 into C5a and C5b. C5 is involved in the activation of the lythic pathway within the complement system which is an important factor in innate immunity. The complement pathways can be divided in the activation pathways and lytic pathway. The activation pathways lead via C3 to the cleavage of the fifth complement component C5. C5a induces smooth muscle contraction, increases vascular permeability, causes degranulation of mast cells and basophils, and release of lysosomal enzymes. In addition C5a stimulates the directed migration of neutrophils, eosinophils, basophils and monocytes. Recent studies indicate the modulation of the acute-phase response in liver and an overall immune response by inducing synthesis of cytokines such as TNF-alpha IL-1beta, IL-6 and IL-8. General comment: Please notice that under given conditions it is known that C5 can expose epitopes normally only found in the cleaved activation products (ref.5). | Monoclonal antibodies | 0.2 ml (100 µg/ml) 0.2 µm filtered antibody solution in PBS, containing 0.1% bovine serum albumin. | For immunohistology, and Western blotting, dilutions to be used depend on detection system applied. It is recommended that users test the reagent and determine their own optimal dilutions. The typical starting working dilution is 1:50. For functional studies, in vitro dilutions have to be optimized in user's experimental setting. IHC-P: No pretreatment was used on human tissue sections. Antibody was used at a concentration of 1 μg/ml. As positive control human granulocytes were used. IHC-F: Tissue sections were fixed in Histochoice MB (Amresco) and blocked with DakoCytomation Protein Block. Pretreatment with levamisole solution was performed to quench endogenous phosphatases. As positive control drusen eye sections was used and as negative control sections lacking the first antibody (Ref.4). FS: Antibody 2952 functions as a neutralizing antibody blocking the interaction between C5a and its receptor. The antibody was functionally tested by competitive binding studies using [125I]C5a and Bt2-cAMP differentiated U937 cells (Ref.2).The biological activity can be defined as the ability of antibody to displace C5a from U937 cell surface. Positive control Human Granulocytes. General comment: Please notice that under given conditions it is known that C5 can expose epitopes normally only found in the cleaved activation products (ref.5). |  | Mouse IgG1 | Human | 1. Hartmann, H et al; ;Rapid quantification of C3a and C5a using a combination of chromatographic and immunoassay procedures. J Immunol Meth 1993, 166: 35 2. Kola, A et al; Epitope mapping of a C5a neutralizing mAb using a combined approach of phage display, synthetic peptides and site-directed mutagenesis. Immunotech 1996, 2: 115 3. Stöve, S et al; Circulating complement proteins in patients with sepsis or systemic inflammatory response syndrome. Clin Diag Lab Immunol 1996, 3: 175 4. Nozaki, M et al; Drusen complement components C3a and C5a promote choroidal neovascularization. Proc Natl Acad Sci USA 2006, 103: 2328 5. Nilsson, P et al, A novel human whole blood model preventing fibrin formation reveals that thrombin does not cleave C5 under physiological conditions. Abstract Mol Imunol 2018, 102: 194 | Product should be stored at 4°C. Under recommended storage conditions, product is stable for one year. | For research use only. Not for use in or on humans or animals or for diagnostics. It is the responsibility of the user to comply with all local/state and federal rules in the use of this product. Hycult Biotech is not responsible for any patent infringements that might result from the use or derivation of this product.
https://www.hycultbiotech.com/products/types/hm2078-1 | C5a/C5a des Arg, Human, mAb 2942 | 20 µg | Frozen sections, Functional studies, Immuno assays, Western blot |  | Monoclonal antibody 2942 reacts with a neo-epitope on human C5a/C5a des-Arg that is formed by proteolytic cleavage of C5 into C5a and C5b during complement activation. C5a is a single chain glycopeptide composed of 74-amino-acids, which is rapidly converted to the less potent derivate C5a des-Arg upon removal of the C-terminal arginine by carboxypeptidase B. C5a acts as a potent anaphylatoxin by binding to its high affinity receptor C5aR (or CD88) on the membrane of target cells inducing smooth muscle contraction, increased vascular permeability, degranulation of mast cells and basophils, and the release of lysosomal enzymes. In addition C5a stimulates the directed migration of neutrophils, eosinophils, basophils and monocytes. C5a is involved in inflammatory reactions seen in gram-negative bacterial sepsis, trauma, ischemic heart disease, post-dialysis syndrome and a variety of autoimmune diseases. Elevation of C5a is associated with increased cardiovascular risk in patients with advanced atherosclerosis. Also, C5a is closely associated with the capillary leak syndrome in leukemic children after bone marrow transplantation. C5a is also a marker in urine for predicting the onset of acute graft rejection after kidney transplantation and has been shown to be present in extracellular deposits in patients suffering from age-related macular degeneration (AMD). General comment: Please notice that under given conditions it is known that C5 can expose epitopes normally only found in the cleaved activation products (ref.2). | Monoclonal antibodies | 0.2 ml (100 µg/ml) 0.2 µm filtered antibody solution in PBS, containing 0.1% bovine serum albumin. | For immunohistochemistry and Western blotting, dilutions to be used depend on detection system applied. It is recommended that users test the reagent and determine their own optimal dilutions. The typical starting working dilution is 1:50. |  | Mouse IgG2a | Human | 1. Nozaki, M et al; Drusen complement components C3a and C5a promote choroidal neovascularisation. PNAS 2006, 103: 2328 2. Nilsson, P et al, A novel human whole blood model preventing fibrin formation reveals that thrombin does not cleave C5 under physiological conditions. Abstract Mol Imunol 2018, 102: 194 | Product should be stored at 4 °C. Under recommended storage conditions, product is stable for at least one year. The exact expiry date is indicated on the label. | For research use only. Not for use in or on humans or animals or for diagnostics. It is the responsibility of the user to comply with all local/state and federal rules in the use of this product. Hycult Biotech is not responsible for any patent infringements that might result from the use or derivation of this product. | W: A reduced sample treatment and SDS-Page was used. The band size is 14 kDa .
https://www.hycultbiotech.com/products/types/hm2077-1 | C5/C5a, Human, mAb 557 | 20 µg | Functional studies, Immuno assays, Western blot |  | The monoclonal antibody 557 recognizes an epitope of complement factor 5 (C5) and C5a. The complement system is composed of over 30 proteins, activated in response to tissue injury, invading pathogens or other foreign surfaces. The complement pathways can be divided in the activation pathways and lytic pathway. The activation pathways lead via C3 to the cleavage of the fifth complement component C5. C5a was first described as a cleavage product of C5 with chemotactic and anaphylatoxic properties. Further characterization revealed that C5a is an essential part of the innate immune response and evidence now suggests that it may also play a role in adaptive immunity. Complement fragment C5a is a 74 residue pro-inflammatory polypeptide. C5a induces smooth muscle contraction, increases vascular permeability, causes degranulation of mast cells and basophils, and release of lysosomal enzymes. In addition C5a stimulates the directed migration of neutrophils, eosinophils, basophils and monocytes. C5a binds to at least two seven-transmembrane domain receptors, C5aR (C5R1, CD88) and C5L2 (gpr77), expressed ubiquitously on a wide variety of cells but particularly on the surface of immune cells like macrophages, neutrophils and T cells. The former is a well-established receptor that initiates G-protein-coupled signaling via mitogen-activated protein kinase pathways, thereby by inducing synthesis of cytokines such as TNF-alpha, IL-1beta,- IL-6 and IL-8. Its in vivo blockade greatly reduces inflammatory injury. Much less is known about C5L2, occupancy of which by C5a does not initiate increased intracellular Ca(2+).The widespread expression of C5a receptors throughout the body allows C5a to elicit a broad range of effects. Thus, C5a has been found to be a significant pathogenic driver in a number of immuno-inflammatory diseases. Nowadays C5a is also implicated in non-immunological functions associated with developmental biology, CNS development and neurodegeneration, tissue regeneration, and haematopoiesis. The antibody 557 is capable to inhibit the binding of C5a to the C5a receptor through a competitive mechanism, it does not block the cleavage of C5 into C5a and C5b. | Monoclonal antibodies | 0.2 ml (100 μg/ml) 0.2 μm filtered protein G purified antibody solution in PBS containing 0.1% bovine serum albumin. The endotoxin concentration is < 24 EU/mg, determined with HIT302 LAL Assay. | Dilutions to be used depend on detection system applied. It is recommended that users test the reagent and determine their own optimal dilutions. The typical starting working dilution is 1:50. | BALB/c mice were immunized with human C5 | Mouse IgG2a | Human | 1. Klos, A et al, Detection of native human complement components C3 and C5 and their primary activation peptides C3a and C5a (anaphylatoxic peptides) by ELISAs with monoclonal antibodies. J Imm Meth 1988, 111: 241 2. Kola, A et al. Epitope mapping of a C5a neutralizing mAb using a combined approach of phage display, synthetic peptides and site-directed mutagenesis. Immunotechnology 1996, 2: 115 3. Kola, A. et al, Analysis of the C5a anaphylatoxin core domain using a C5a phage library selected on differentiated U937 cells. Mol Immunol 1999, 36: 145 | Product should be stored at 4 °C. Under recommended storage conditions, product is stable for one year. | For research use only. Not for use in or on humans or animals or for diagnostics. It is the responsibility of the user to comply with all local/state and Federal rules in the use of this product. Hycult Biotech is not responsible for any patent infringements that might result with the use of or derivation of this product. | IA: antibody was used as detection antibody in ELISA. (Ref.1) W: used as ascites at a 1/1000 dilution. Incubation 2h on nitrocellulose blotted samples. (Ref.1) | Complement C5, C3 and PZP-like alpha-2-macroglobulin domain-containing protein 4, CPAMD4, FLJ17816, FLJ17822, MGC142298 Gene name: C5
https://www.hycultbiotech.com/products/types/hm2076-1 | C5/C5a, Human, mAb 561 | 20 µg | Functional studies, Immuno assays |  | Monoclonal antibody 561 recognizes the N-terminus of C5. The antibody reacts both with intact C5 (190 kDa) as with C5a (115 kDa). The complement system is composed of over 30 proteins, activated in response to tissue injury, invading pathogens or other foreign surfaces. The complement pathways can be divided in the activation pathways and lytic pathway. The activation pathways lead via C3 to the cleavage of the fifth complement component C5 into C5a and C5b, resulting in activation of the lytic pahway C5a was first described as a cleavage product of C5 with chemotactic and anaphylatoxic properties. Further characterization revealed that C5a is an essential part of the innate immune response and evidence now suggests that it may also play a role in adaptive immunity. Complement fragment C5a is a 74 residue pro-inflammatory polypeptide. C5a induces smooth muscle contraction, increases vascular permeability, causes degranulation of mast cells and basophils, and release of lysosomal enzymes. In addition C5a stimulates the directed migration of neutrophils, eosinophils, basophils and monocytes. C5a binds to at least two seven-transmembrane domain receptors, C5aR (C5R1, CD88) and C5L2 (gpr77), expressed ubiquitously on a wide variety of cells but particularly on the surface of immune cells like macrophages, neutrophils and T cells. The former is a well-established receptor that initiates G-protein-coupled signaling via mitogen-activated protein kinase pathways, thereby by inducing synthesis of cytokines such as TNF-alpha, IL-1beta,- IL-6 and IL-8. Its in vivo blockade greatly reduces inflammatory injury. Much less is known about C5L2, occupancy of which by C5a does not initiate increased intracellular Ca(2+).The widespread expression of C5a receptors throughout the body allows C5a to elicit a broad range of effects. Thus, C5a has been found to be a significant pathogenic driver in a number of immuno-inflammatory diseases. Nowadays C5a is also implicated in non-immunological functions associated with developmental biology, CNS development and neurodegeneration, tissue regeneration, and haematopoiesis. | Monoclonal antibodies | 0.2 ml (100 µg/ml) 0.2 µm filtered antibody solution in PBS containing 0.1% bovine serum albumin. | The dilutions to be used depend on detection system applied. It is recommended that users test the reagent and determine their own optimal dilutions. The typical starting working dilution is 1:50. For neutralization of biological activity in vitro dilutions have to be made according to the amounts of C5/C5a to be inactivated. | Human C5/C5a | Mouse IgG2a | Human | 1. Mollnes, T et al. Essential role of the C5a receptor in E.coli-induced oxidative burst and phagocytosis revealed by a novel lepirudin-based human whole blood model of inflammation. Blood 2002, 100:1869 2. Fung, M et al. Pre-neutralization of C5a-mediated effects by the monoclonal antibody 137-26 reacting with the C5a moiety of native C5 without preventing C5 cleavage. Clin Exp Immunol 2003, 133: 160 | Product should be stored at 4 °C. Under recommended storage conditions, product is stable for one year. | For research use only. Not for use in or on humans or animals or for diagnostics. It is the responsibility of the user to comply with all local/state and Federal rules in the use of this product. Hycult Biotech is not responsible for any patent infringements that might result with the use of or derivation of this product. | IA: The antibody 561 can be used as detector in ELISA
https://www.hycultbiotech.com/products/types/hm2070-1 | LL-37/CAP-18, Human, mAb 3D11 | 20 µg | Functional studies, Immuno fluorescence, Paraffin sections, Western blot |  | Cationic antimicrobial peptides, such as cathelicidins play important roles in the defense against infections by eliminating a wide range of pathogens. hCAP-18/LL-37 is the only cathelicidin identified in humans and it is produced by neutrophils, monocytes, mast cells, and epithelial cells. It is stored in these cells as a propeptide, which can be cleaved extracellularly by enzymes like proteinase 3, resulting in the formation of LL-37 and a cathelin part. LL-37 is an amphipathic a-helical peptide that can affect both planktonic bacteria and those residing in biofilms, viruses such as HIV and fungi, and it can neutralize LPS and lipoteichoic acid (LTA). In addition to its antimicrobial actions, LL-37 participates at the interface of innate and adaptive immunity by modulating cytokine and chemokine production by a range of cell types, chemoattracting various immune effector cells and mesenchymal stem cells, regulating autophagy in conjunction with vitamin D, and stimulating angiogenesis and wound healing. LL-37 does not only kill bacteria, but can also modulate (suppress) neutrophil apoptosis via the activation of FPRL1 and P2X7 in bacterial infections. Suppression of neutrophil apoptosis results in the prolongation of their life span, and may be advantageous for host defense against bacterial invasion. Moreover, it functions as a chemotactic agent for neutrophils, monocytes and T cells. LL-37 is markedly resistant to proteolytic degradation and to a limited extent also cytotoxic towards mammalian cells. The antibody detects both free LL37 (MW 4 kDa)and complete hCAP18 (MW 19 kDa). The monoclonal antibody 3D11 can be used for neutralizing the function of LL-37. The ability of mast cells to kill pneumococci was significant attenuated using the monoclonal antibody 3D11. | Monoclonal antibodies | 0.2 ml (100 µg/ml) 0.2 µm filtered antibody solution in PBS, containing 0.1% bovine serum. | For immunohistology, dilutions to be used depend on detection system applied. It is recommended that users test the reagent and determine their own optimal dilutions. The typical starting working dilution is 1:50. | Human LL-37 peptide | Mouse IgG1 | Human | 1. Sørensen, O et al; Human cathelicidin, hCAP-18, is processed to the antimicrobial peptide LL-37 by extracellular cleavage with proteinase 3. Blood 2001, 97: 3951 2. Nell, M et al; Bacterial products increase expression of the human cathelicidin hCAP-18/LL-37 in cultured human sinus epithelial cells. FEMS Immunol Med Microbiol 2004, 42: 225 3. Kessenbrock, K et al; Netting neutrophils in autoimmune small-vessel vasculitis. Nature med 2009, 15: 623 4. Cruse, G et al; Human lung mast cells mediate pneumococcal cell death in response to activation by pneumolysin. J Immunol 2010, 184: 7108 5. Coffelt, S et al; The pro-inflammatory peptide LL-31 promotes ovarian tumor progression through recruitment of multipotent mesenchymal stromal cells. PNAS 2009, 106(10): p3806-3811 | Product should be stored at 4 °C. Under recommended storage conditions, product is stable for one year. | For research use only. Not for use in or on humans or animals or for diagnostics. It is the responsibility of the user to comply with all local/state and federal rules in the use of this product. Hycult Biotech is not responsible for any patent infringements that might result from the use or derivation of this product. | FS: Addition of the antibody reduces, after 3 h incubation, the cytotoxicity of D39 pneumococci induced by Human lung mast cells (HLMCs). IF: Antibody was used on isolated neutrophils fixed with PMA on lysinated glass slides and blocked with PBS-5% goat serum-1% BSA. P: Paraffin sections were deparaffinized, rehydrated and endogenous peroxidase was quenched using 0.3% H2O2 in methanol for 20 min. After antigen retrieval sections were incubated with 1.5 ug/ml antibody. | Cathelicidin antimicrobial peptide, hCAP-18, Antibacterial protein LL-37, Cap-18, CRAMP; HSD26; FALL39; FALL-39; CAMP
https://www.hycultbiotech.com/products/types/hm2068f-1 | TLR4, Human, mAb HTA125, FITC | 20 µg | Flow cytometry, Functional studies, Immuno assays, Immuno fluorescence, Immuno precipitation, Western blot |  | Toll-like receptors (TLRs) are highly conserved from Drosophila to humans and share structural and functional similarities. TLRs constitute of a family of pattern recognition receptors (PRRs) that mediate cellular responses to a large variety of pathogens (viruses, bacteria, and parasites) by specific recognition of so-called ‘pathogen-associated molecular patterns’. Activation of TLRs, a family of at least 11 different members that function either as homo- or heterodimers, leads to activation of NFκB-dependent and IFN-regulatory factor-dependent signaling pathways. TLRs have a central role in innate immunity and are also required for the development of an adaptive immune response. TLRs are expressed by various cells of the immune system, such as macrophages and dendritic cells. TLRs are class I receptors, with a single α-helix that spans the cell membrane. They recognize and respond to molecules derived from bacterial, viral and fungal pathogens, such as lipopolysaccharide (LPS) from the outer membrane of Gram negative bacteria, peptidoglycan fragments from bacterial cell walls and single-stranded and double-stranded RNA from viruses. Toll-like receptor 4 (TLR4; CD284) has been identified, next to MD-2 and CD14, as a receptor that is central to the innate immune response to LPS of Gram-negative bacteria. TLR4 is unique among TLRs in its ability to activate two distinct signaling pathways; one pathway is activated by the adaptors TIRAP (Toll/interleukin-1- receptor (TIR)-domain-containing adaptor protein) and MyD88, which leads to the induction of pro‑inflammatory cytokines. The second pathway is activated by the adaptors TRIF (TIR-domaincontaining adaptor protein inducing interferon‑β) and TRAM (TRIFrelated adaptor molecule), which leads to the induction of type I interferons. The monoclonal antibody HTA125 is a TLR4 function-blocking antibody. HTA125 recognizes preferentially human TLR4 that is associated with MD-2. | Monoclonal antibodies | 0.2 ml (100 µg/ml) 0.2 µm filtered FITC conjugated antibody solution in PBS, containing 0.02% sodium azide and 1% bovine serum albumin. | For flow cytometry and immunohistology dilutions to be used depend on detection system applied. It is recommended that users test the reagent and determine their own optimal dilutions. Use 10 µg;l of the neat solution to label 106 cells or 100 µg;l whole blood. | BALB/c mice were immunized with the Ba/F3 line expressing TLR4. | Mouse IgG2a | Human | 1. Shimazu, R et al; MD-2, a molecule that confers lipopolysaccharide responsiveness on Toll-like receptor 4. J Exp Med 1999, 189: 1777 2. Tabeta, K et al; Toll-like receptors confer responsiveness to lipopolysaccharide from porphyromonas gingivalis in human gingival fibroblasts. Infect Immun 2000, 68: 3731 3. Akashi, S et al; Regulatory roles for CD14 and phosphatidylinositol in the signaling via Toll-like receptor 4-MD-2. Biochem Biophys Res Commun 2000, 268: 172 4. Wang, J et al; Involvement of CD14 and Toll-like receptors in activation of human monocytes by Aspergillus fumigatus hyphae. Infect Immun 2001, 69: 2402 5. Walton, K et al; Receptors involved in the oxidized 1-palmitoyl-2 arachidonoyl-sn-glycero-3- phosphorylcholine-mediated synthesis of interleukin-8. J Biol Chem 2003, 278: 29661 6. Triantafilou, M et al; Lateral diffusion of Toll-like receptors reveals that they are transiently confined within lipid rafts on the plasma membrane. J Cell Sci 2004, 117: 4007 7. Elner, S et al; TLR4 mediates human retinal pigment epithelial endotoxin binding and cytokine expression. Trans Am Ophthalmol Soc 2005, 103: 126 8. Burgener, I et al; Antibodies specific for human or murine Toll-like receptors detect canine leukocytes by flow cytometry. Vet Immunol Immunopathol 2008, 124: 184 9. Brüll, F et al; TLR2 activation is essential to induce a Th1 shift in human peripheral blood mononuclear cells by plant stanols and plant sterols. J Biol Chem 2010, 285: 2951 | Product should be stored at 4 °C. Under recommended storage conditions, product is stable for one year. | For research use only. Not for use in or on humans or animals or for diagnostics. It is the responsibility of the user to comply with all local/state and Federal rules in the use of this product. Hycult Biotech is not responsible for any patent infringements that might result with the use of or derivation of this product. | FC: 300000 cells/50 µl were stained with 2 µg antibody for 30 minutes at 4 °C FS: In cell culture 10 µg/ml IF: Oregon green labeled HTA125 was used in FRAP measurements IP: HTA125 (4 mg/ml) coupled to Sepharose 4FF beads was added to cell lysate and incubated for 2 hours at 4 °C W: 20 mg protein was analyzed on SDS-PAGE and transferred to nitrocellulose. Blot was blocked with TBS/5% dry milk/0.1% tween-20 | TLR4, CD284, ARMD10
https://www.hycultbiotech.com/products/types/hm2068-1 | TLR4, Human, mAb HTA125 | 20 µg | Flow cytometry, Functional studies, Immuno assays, Immuno fluorescence, Immuno precipitation, Western blot |  | Toll-like receptors (TLRs) are highly conserved from Drosophila to humans and share structural and functional similarities. TLRs constitute of a family of pattern recognition receptors (PRRs) that mediate cellular responses to a large variety of pathogens (viruses, bacteria, and parasites) by specific recognition of so-called ‘pathogen-associated molecular patterns’. Activation of TLRs, a family of at least 11 different members that function either as homo- or heterodimers, leads to activation of NFκB-dependent and IFN-regulatory factor-dependent signaling pathways. TLRs have a central role in innate immunity and are also required for the development of an adaptive immune response. TLRs are expressed by various cells of the immune system, such as macrophages and dendritic cells. TLRs are class I receptors, with a single α-helix that spans the cell membrane. They recognize and respond to molecules derived from bacterial, viral and fungal pathogens, such as lipopolysaccharide (LPS) from the outer membrane of Gram negative bacteria, peptidoglycan fragments from bacterial cell walls and single-stranded and double-stranded RNA from viruses. Toll-like receptor 4 (TLR4; CD284) has been identified, next to MD-2 and CD14, as a receptor that is central to the innate immune response to LPS of Gram-negative bacteria. TLR4 is unique among TLRs in its ability to activate two distinct signaling pathways; one pathway is activated by the adaptors TIRAP (Toll/interleukin-1- receptor (TIR)-domain-containing adaptor protein) and MyD88, which leads to the induction of pro‑inflammatory cytokines. The second pathway is activated by the adaptors TRIF (TIR-domaincontaining adaptor protein inducing interferon‑β) and TRAM (TRIFrelated adaptor molecule), which leads to the induction of type I interferons. The monoclonal antibody HTA125 is a TLR4 function-blocking antibody. HTA125 recognizes preferentially human TLR4 that is associated with MD-2. | Monoclonal antibodies | 0.2 ml (100 µg/ml) 0.2 µm filtered antibody solution in PBS, containing 0.02% sodium azide and 0.1% bovine serum albumin. | For flow cytometry and immunohistology dilutions to be used depend on detection system applied. It is recommended that users test the reagent and determine their own optimal dilutions. The typical starting working dilution is 1:50. For neutralization of biological activity in vitro dilutions have to be made according to the amounts of TLR4 to be inactivated. Before use in biological assays, the product must be filter sterilized and depending on the concentration to be used dialyzed against culture medium to remove the sodium azide added. Please inquire for availability of azide free solutions. | BALB/c mice were immunized with the Ba/F3 line expressing TLR4. | Mouse IgG2a | Human | 1. Shimazu, R et al; MD-2, a molecule that confers lipopolysaccharide responsiveness on Toll-like receptor 4. J Exp Med 1999, 189: 1777 2. Tabeta, K et al; Toll-like receptors confer responsiveness to lipopolysaccharide from porphyromonas gingivalis in human gingival fibroblasts. Infect Immun 2000, 68: 3731 3. Akashi, S et al; Regulatory roles for CD14 and phosphatidylinositol in the signaling via Toll-like receptor 4-MD-2. Biochem Biophys Res Commun 2000, 268: 172 4. Wang, J et al; Involvement of CD14 and Toll-like receptors in activation of human monocytes by Aspergillus fumigatus hyphae. Infect Immun 2001, 69: 2402 5. Walton, K et al; Receptors involved in the oxidized 1-palmitoyl-2 arachidonoyl-sn-glycero-3- phosphorylcholine-mediated synthesis of interleukin-8. J Biol Chem 2003, 278: 29661 6. Triantafilou, M et al; Lateral diffusion of Toll-like receptors reveals that they are transiently confined within lipid rafts on the plasma membrane. J Cell Sci 2004, 117: 4007 7. Elner, S et al; TLR4 mediates human retinal pigment epithelial endotoxin binding and cytokine expression. Trans Am Ophthalmol Soc 2005, 103: 126 8. Burgener, I et al; Antibodies specific for human or murine Toll-like receptors detect canine leukocytes by flow cytometry. Vet Immunol Immunopathol 2008, 124: 184 9. Brüll, F et al; TLR2 activation is essential to induce a Th1 shift in human peripheral blood mononuclear cells by plant stanols and plant sterols. J Biol Chem 2010, 285: 2951 | Product should be stored at 4 °C. Under recommended storage conditions, product is stable for one year. | For research use only. Not for use in or on humans or animals or for diagnostics. It is the responsibility of the user to comply with all local/state and Federal rules in the use of this product. Hycult Biotech is not responsible for any patent infringements that might result with the use of or derivation of this product. | FC: 300000 cells/50 µl were stained with 2 µg antibody for 30 minutes at 4 °C FS: In cell culture 10 µg/ml IF: Oregon green labeled HTA125 was used in FRAP measurements IP: HTA125 (4 mg/ml) coupled to Sepharose 4FF beads was added to cell lysate and incubated for 2 hours at 4 °C W: 20 mg protein was analyzed on SDS-PAGE and transferred to nitrocellulose. Blot was blocked with TBS/5% dry milk/0.1% tween-20 | TLR4, CD284, ARMD10
https://www.hycultbiotech.com/products/types/hm2066f-1 | TLR2, Human, mAb TL2.3, FITC | 20 µg | Flow cytometry, Frozen sections, Functional studies, Immuno assays, Immuno fluorescence, Western blot |  | Toll-like receptors (TLR) are highly conserved throughout evolution and have been implicated in the innate defense to many pathogens. In Drosophila, toll is required for the anti-fungal response, while the related 18-wheeler is involved in antibacterial defenses. In mammals, TLR identified as type I transmembrane signaling receptors with pattern recognition capabilities, have been implicated in the innate host defense to pathogens. TLR2 has been identified as a receptor that is central to the innate immune response to lipoproteins of Gram-negative bacteria, several whole Gram-positive bacteria, as well as a receptor for peptidoglycan and lipoteichoic acid and other bacterial cell membrane products. A functional interaction between TLR2 and TLR6 in the cellular response to various bacterial products has been discovered. The currently accepted paradigm regards TLR2 as an essential receptor for many eubacterial cell wall components, including lipoproteins and peptidoglycan. Bacterial species as diverse as mycobacteria, spirochetes, mycoplasma, Staphylococcus aureus, and Streptococcus pneumoniae have all been shown to mediate cellular activation via TLR2 (CD282). The FITC conjugated monoclonal antibody TL2.3 is specific for human TLR2 (CD282). TL2.3 is useful for studies on the role of TLR2 as a pattern recognition receptor in microbial products induced cytokine production by TLR2 bearing cells such as human peripheral blood mononuclear cells. The human Toll-like receptor 2 (TLR2) is Patent protected by US Patent no. US 7,071,310. License rights on the Patent are acquired from Leiv Eriksson Nukaping AS, Norway. Hycult Biotech is not responsible for any patent infringements that might result with the use or derivation of this product. | Monoclonal antibodies | 0.2 ml (100 μg/ml) 0.2 μm filtered protein G purified FITC conjugated antibody solution in PBS, containing 1% bovine serum albumin and 0.02% sodium azide. | Dilutions to be used depend on detection system applied. It is recommended that users test the reagent and determine their own optimal dilutions. The typical starting working dilution is 1:50. | Human TLR2-expressing CHO cells | Mouse IgG2a | Human | 1. Flo, T et al; Differential expression of Toll-like receptor 2 in human cells. J Leukoc Biol 2001, 69: 474 2. Schjetne, K et al; Link between innate and adaptive immunity: Toll-like receptor 2 internalizes antigen for presentation to CD4+ T cells and could be an efficient vaccine target. J Immunol 2003, 171: 32 3. Siedlar, M et al; Tolerance induced by the lipopeptide Pam3Cys is due to ablation of IL-1R-associated kinase 1. J Immunol 2004, 173: 2736 4. Tunheim, G et al; Human receptors of innate immunity (CD14, TLR2) are promising targets for novel recombinant immunoglobulin-based vaccine candidates. Vaccine 2007, 25: 4723 5. Burgener, I et al; Antibodies specific for human or murine Toll-like receptors detect canine leukocytes by flow cytometry. Vet Immunol Immunopathol 2008, 124; 184 6. Tehrani, M et al; Decreased levels of soluble Toll-like Receptor 2 in patients with asthma. Reports of Biochemistry & Molecular Biology 2012, 1:30 7. Stribos, E et al; Renal expression of Toll-like receptor 2 and 4: Dynamics in human allograft injury and comparison to rodents. Molecular Immunology 2015, 64: 82 | Product should be stored at 4 °C. Under recommended storage conditions, product is stable for one year | For research use only. Not for use in or on humans or animals or for diagnostics. It is the responsibility of the user to comply with all local/state and federal rules in the use of this product. Hycult Biotech is not responsible for any patent infringements that might result from the use or derivation of this product. |  | Toll-like receptor 2, Toll/interleukin-1 receptor-like protein 4, CD282 Gene name: TLR2, TIL4
https://www.hycultbiotech.com/products/types/hm2066-1 | TLR2, Human, mAb TL2.3 | 20 µg | Flow cytometry, Frozen sections, Functional studies, Immuno assays, Immuno fluorescence, Western blot |  | Toll-like receptors (TLR) are highly conserved throughout evolution and have been implicated in the innate defense to many pathogens. In Drosophila, toll is required for the anti-fungal response, while the related 18-wheeler is involved in antibacterial defenses. In mammals, TLR identified as type I transmembrane signaling receptors with pattern recognition capabilities, have been implicated in the innate host defense to pathogens. TLR2 has been identified as a receptor that is central to the innate immune response to lipoproteins of Gram-negative bacteria, several whole Gram-positive bacteria, as well as a receptor for peptidoglycan and lipoteichoic acid and other bacterial cell membrane products. A functional interaction between TLR2 and TLR6 in the cellular response to various bacterial products has been discovered. The currently accepted paradigm regards TLR2 as an essential receptor for many eubacterial cell wall components, including lipoproteins and peptidoglycan. Bacterial species as diverse as mycobacteria, spirochetes, mycoplasma, Staphylococcus aureus, and Streptococcus pneumoniae have all been shown to mediate cellular activation via TLR2 (CD282). The monoclonal antibody TL2.3 is specific for human TLR2 (CD282). TL2.3 is useful for studies on the role of TLR2 as a pattern recognition receptor in microbial products induced cytokine production by TLR2 bearing cells such as human peripheral blood mononuclear cells. The monoclonal antibody TL23 is cross reactive with canine TLR2. | Monoclonal antibodies | 0.2 ml (100 µg/ml) 0.2 µm filtered antibody solution in PBS, containing 0.1% bovine serum albumin | For immunohistology, flow cytometry and Western blotting, dilutions to be used depend on detection system applied. It is recommended that users test the reagent and determine their own optimal dilutions. The typical starting working dilution is 1:50. For functional studies, in vitro dilutions have to be optimized in user's experimental setting. | Human TLR2-expressing CHO cells | Mouse IgG2a | Human | 1. Flo, T et al; Differential expression of Toll-like receptor 2 in human cells. J Leukoc Biol 2001, 69: 474 2. Schjetne, K et al; Link between innate and adaptive immunity: Toll-like receptor 2 internalizes antigen for presentation to CD4+ T cells and could be an efficient vaccine target. J Immunol 2003, 171: 32 3. Siedlar, M et al; Tolerance induced by the lipopeptide Pam3Cys is due to ablation of IL-1R-associated kinase 1. J Immunol 2004, 173: 2736 4. Tunheim, G et al; Human receptors of innate immunity (CD14, TLR2) are promising targets for novel recombinant immunoglobulin-based vaccine candidates. Vaccine 2007, 25: 4723 5. Burgener, I et al; Antibodies specific for human or murine Toll-like receptors detect canine leukocytes by flow cytometry. Vet Immunol Immunopathol 2008, 124; 184 | Product should be stored at 4 °C. Under recommended storage conditions, product is stable for one year. | For research use only. Not for use in or on humans or animals or for diagnostics. It is the responsibility of the user to comply with all local/state and Federal rules in the use of this product. The human Toll-like receptor 2 (TLR2) is Patent protected by US Patent no. US 7,071,310. License rights on the Patent are acquired from Leiv Eriksson Nukaping AS, Norway. Hycult Biotech is not responsible for any patent infringements that might result with the use or derivation of this product. |  | CD282, TIL4
https://www.hycultbiotech.com/products/types/hm2064f-1 | TLR2, Human, mAb TL2.1, FITC | 20 µg | Flow cytometry, Frozen sections, Functional studies, Immuno fluorescence, Immuno precipitation, Paraffin sections, Western blot |  | The monoclonal antibody TL2.1 recognizes human Toll-like receptor 2 (TLR2, CD282). Toll-like receptors (TLR) are highly conserved throughout evolution and are involved in the innate defence to many pathogens. In Drosophila toll is required for the anti-fungal response, while the related 18-wheeler is involved in antibacterial defences. In mammals, TLRs are identified as type I transmembrane signaling receptors with pattern recognition capabilities. They have been implicated in the innate host defence to pathogens. TLR2 is expressed on macrophages, smooth muscle, lung, spleen, thymus, brain and adipose tissue. TLR2 has been identified as a receptor that is central to the innate immune response to lipoproteins of Gram-negative bacteria, several whole Gram-positive bacteria, as well as a receptor for peptidoglycan and lipoteichoic acid and other bacterial cell membrane products. A functional interaction between TLR2 and TLR6 in the cellular response to various bacterial products has been discovered. TLR2 cooperates with LY96 to mediate the innate immune response to bacterial lipoproteins and other microbial cell wall components. It cooperates with TLR1 to mediate te innate immune response to bacterial lipoproteins or lipopeptides. It acts via MYD88 and TRAF6, leading to NF-κ-B activation, cytokine secretion and the inflammatory response. TLR2 also promotes apoptosis in response to lipoproteins. Bacterial species as diverse as mycobacteria, spirochetes, mycoplasma, S. aureus, B Burgdorferi, T pallidum, M fermentans and Streptococcus pneumoniae have all been shown to mediate cellular activation via TLR2. The monoclonal antibody TL2.1 is a TLR2 function blocking antibody that is useful for studies on the role of TLR2 as a pattern recognition receptor in microbial products induced cytokine production by TLR2 bearing cells such as human peripheral blood mononuclear cells. | Monoclonal antibodies | 0.2 ml (100 μg/ml) 0.2 μm filtered protein G purified FITC conjugated antibody solution in PBS, containing 1.0% bovine serum albumin and 0.02% sodium azide. | Dilutions to be used depend on detection system applied. It is recommended that users test the reagent and determine their own optimal dilutions. The typical starting working dilution is 1:50. | Recombinant human TLR2 produced by the CHO/CD14 reporter cell line | Mouse IgG2a | Human | 1. Lien, E et al; Toll-like receptor 2 functions as a pattern recognition receptor for diverse bacterial products. J Biol Chem 1999, 274: 33419 2. Flo, T et al; Differential expression of Toll-like receptor 2 in human cells. J Leukoc Biol 2001, 69: 474 3. Faure, E et al; Bacterial lipopolysaccharide and IFN-γ induce Toll-like receptor 2 and Toll-like receptor 4 expression in human endothelial cells: role of NF-κB activation. J Immunol 2001, 166: 2018 4. Droemann, D et al; Toll-like receptor 2 is expressed by alveolar epithelial cells type II and macrophages in the human lung. Histochem Cell Biol 2003, 119: 103 5. Burgener, I et al; Antibodies specific for human or murine Toll-like receptors detect canine leukocytes by flow cytometry. Vet Immunol Immunopathol 2008, 124; 184 6. Elsori, D et al; Protein kinase C is a critical component of Dectin-1 signaling in primary human monocytes. J Leukoc Biol 2011, 90: 599 7. Gaudreault, E et al; TAK1 contributes to the enhanced responsiveness of LTB4-treated neutrophils to Toll-like receptor ligands. Int. Immunol 2012, 24: 693 8. Imamura, Y et al; Salivary histatin 3 inhibits heat shock cognate protein 70-mediated inflammatory cytokine production through toll-like receptors in human gingival fibroblasts. J Inflamm 2014, 11: 4 | Product should be stored at 4 °C. Under recommended storage conditions, product is stable for at least one year. The exact expiry date is indicated on the label | For research use only. Not for use in or on humans or animals or for diagnostics. It is the responsibility of the user to comply with all local/state and federal rules in the use of this product. Hycult Biotech is not responsible for any patent infringements that might result from the use or derivation of this product. | FC: 2 µg antibody per 300000 cells; untreated as well as 0.4 % formaldehyde fixed cells can be used; do not permeabilize the cells or use 4 % faraformaldehyde as fixative! (Ref 5) IF: HMECs were fixed with 4% paraformaldehyde in PBS, permeabilized and blocked before staining; antibody concentration used 5-10 µg/ml W: peripheral blood mononuclear cells; non-reduced; 1 µg/ml antibody; size ~90 kDa F: fixed in acetone; 3 % H2O2 for blockade of endogenous peroxidases; human tonsils as positive control (useful, but clone TL2.3 (HM2066) is preferred; Ref 2) P: HOPE-fixed;alveolar epithelial cells type II in human lung as positive control; 1 µg/ml antibody for 16 hr at 4 °C (Ref 4) IP: lysed monocytes were immunoprecipitated with antibody-conjugated Sepharose; size ~90 kDa (Ref 2) FS: 1 µg/5x107 cells; antibody blocks TNFa release (induced by bacteria) from peripheral blood mononuclear cells (Ref 1) | Toll-Like receptor 2, CD282, TLR2 Gene name: TLR2
https://www.hycultbiotech.com/products/types/hm2064-1 | TLR2, Human, mAb TL2.1 | 20 µg | Flow cytometry, Frozen sections, Functional studies, Immuno fluorescence, Immuno precipitation, Paraffin sections, Western blot |  | The monoclonal antibody TL2.1 recognizes human Toll-like receptor 2 (TLR2, CD282). Toll-like receptors (TLR) are highly conserved throughout evolution and are involved in the innate defence to many pathogens. In Drosophila toll is required for the anti-fungal response, while the related 18-wheeler is involved in antibacterial defences. In mammals, TLRs are identified as type I transmembrane signaling receptors with pattern recognition capabilities. They have been implicated in the innate host defence to pathogens. TLR2 is expressed on macrophages, smooth muscle, lung, spleen, thymus, brain and adipose tissue. TLR2 has been identified as a receptor that is central to the innate immune response to lipoproteins of Gram-negative bacteria, several whole Gram-positive bacteria, as well as a receptor for peptidoglycan and lipoteichoic acid and other bacterial cell membrane products. A functional interaction between TLR2 and TLR6 in the cellular response to various bacterial products has been discovered. TLR2 cooperates with LY96 to mediate the innate immune response to bacterial lipoproteins and other microbial cell wall components. It cooperates with TLR1 to mediate te innate immune response to bacterial lipoproteins or lipopeptides. It acts via MYD88 and TRAF6, leading to NF-κ-B activation, cytokine secretion and the inflammatory response. TLR2 also promotes apoptosis in response to lipoproteins. Bacterial species as diverse as mycobacteria, spirochetes, mycoplasma, S. aureus, B Burgdorferi, T pallidum, M fermentans and Streptococcus pneumoniae have all been shown to mediate cellular activation via TLR2. The monoclonal antibody TL2.1 is a TLR2 function blocking antibody that is useful for studies on the role of TLR2 as a pattern recognition receptor in microbial products induced cytokine production by TLR2 bearing cells such as human peripheral blood mononuclear cells | Monoclonal antibodies | 0.2 ml (100 μg/ml) 0.2 μm filtered protein G purified antibody solution in PBS, containing 0.1% bovine serum albumin. The endotoxin concentration is < 24 EU/mg, determined with HIT302 LAL Assay. | Dilutions to be used depend on detection system applied. It is recommended that users test the reagent and determine their own optimal dilutions. The typical starting working dilution is 1:50. | Recombinant human TLR2 produced by the CHO/CD14 reporter cell line | Mouse IgG2a | Human | 1. Lien, E et al; Toll-like receptor 2 functions as a pattern recognition receptor for diverse bacterial products. J Biol Chem 1999, 274: 33419 2. Flo, T et al; Differential expression of Toll-like receptor 2 in human cells. J Leukoc Biol 2001, 69: 474 3. Faure, E et al; Bacterial lipopolysaccharide and IFN-γ induce Toll-like receptor 2 and Toll-like receptor 4 expression in human endothelial cells: role of NF-κB activation. J Immunol 2001, 166: 2018 4. Droemann, D et al; Toll-like receptor 2 is expressed by alveolar epithelial cells type II and macrophages in the human lung. Histochem Cell Biol 2003, 119: 103 5. Burgener, I et al; Antibodies specific for human or murine Toll-like receptors detect canine leukocytes by flow cytometry. Vet Immunol Immunopathol 2008, 124; 184 6. Elsori, D et al; Protein kinase C is a critical component of Dectin-1 signaling in primary human monocytes. J Leukoc Biol 2011, 90: 599 7. Gaudreault, E et al; TAK1 contributes to the enhanced responsiveness of LTB4-treated neutrophils to Toll-like receptor ligands. Int. Immunol 2012, 24: 693 8. Imamura, Y et al; Salivary histatin 3 inhibits heat shock cognate protein 70-mediated inflammatory cytokine production through toll-like receptors in human gingival fibroblasts. J Inflamm 2014, 11: 4 | Product should be stored at 4 °C. Under recommended storage conditions, product is stable for at least one year. The exact expiry date is indicated on the label | For research use only. Not for use in or on humans or animals or for diagnostics. It is the responsibility of the user to comply with all local/state and federal rules in the use of this product. Hycult Biotech is not responsible for any patent infringements that might result from the use or derivation of this product. | FC: 2 µg antibody per 300000 cells; untreated as well as 0.4 % formaldehyde fixed cells can be used; do not permeabilize the cells or use 4 % faraformaldehyde as fixative! (Ref 5) IF: HMECs were fixed with 4% paraformaldehyde in PBS, permeabilized and blocked before staining; antibody concentration used 5-10 µg/ml W: peripheral blood mononuclear cells; non-reduced; 1 µg/ml antibody; size ~90 kDa F: fixed in acetone; 3 % H2O2 for blockade of endogenous peroxidases; human tonsils as positive control (useful, but clone TL2.3 (HM2066) is preferred; Ref 2) P: HOPE-fixed;alveolar epithelial cells type II in human lung as positive control; 1 µg/ml antibody for 16 hr at 4 °C (Ref 4) IP: lysed monocytes were immunoprecipitated with antibody-conjugated Sepharose; size ~90 kDa (Ref 2) FS: 1 µg/5x107 cells; antibody blocks TNFa release (induced by bacteria) from peripheral blood mononuclear cells (Ref 1) | Toll-Like receptor 2, CD282, TLR2 Gene name: TLR2
https://www.hycultbiotech.com/products/types/hm2061f-1 | MBL, Human, mAb 3E7, FITC | 20 µg | Flow cytometry, Frozen sections, Functional studies, Immuno assays |  | Mannose Binding Lectin (MBL) also called mannose- or mannan-binding protein (MBP) is a member of the group of collectins. MBL is an oligomeric lectin that recognizes carbohydrates as mannose and N-acetylglucosamine on pathogens. MBL contains a cysteine rich, a collagen like and a carbohydrate recognition domain. It forms a complex with C1r/C1s like serine proteases designated MASPs that proteolytically cleave C4, C2 and C3. MBL is able to activate the complement pathway independent of the classical and alternative complement activation pathways. The MBL-MASP pathway (better known as the lectin pathway) is antibody and C1q-independent. MBL exhibits complement-dependent antibacterial activity and acts directly as an opsonic and therefore plays an important role in innate immunity. MBL is synthesized by hepatocytes and has been isolated from the liver or serum of various vertebrate species. | Monoclonal antibodies | 0.2 ml (100 μg/ml) 0.2 μm filtered protein G purified FITC conjugated antibody solution in PBS, containing 1% bovine serum albumin and 0.02% sodium azide. | Dilutions to be used depend on detection system applied. It is recommended that users test the reagent and determine their own optimal dilutions. The typical starting working dilution is 1:50. For functional studies, in vitro dilutions have to be optimized in user’s experimental setting. | Serum isolated human RaRF | Mouse IgG1 | Human | 1. Matsushita, M et al; Human mannose-binding protein is identical to a component of Ra-reactive factor. Biochem Biophys Res Commun 1992, 183: 645 2. Hisano, S et al; Mesangial IgA2 deposits and lectin pathway-mediated complement activation in IgA glomerulonephritis. Am J Kidney Dis 2001, 38: 1082 3. Vries de, B et al; The mannose-binding lectin-pathway is involved in complement activation in the course of renal ischemia-reperfusion injury. Am J Pathol 2004, 165: 1677 4. Nauta, A et al; Mannose-binding lectin engagement with late apoptotic and necrotic cells. Eur J Immunol 2003, 33 : 2853 5. Nauta, A et al ; Opsonization with C1q and Mannose-binding lectin targets apoptotic cells to dendritic cells. J Immunol 2004, 173: 3044 6. Imai, N et al; Immunohistochemical evidence of activated lectin pathway in kidney allografts with peritubular capillary C4d deposition, Nephrol. Dial. Transplant. 2006 21: 2589-2595. 7. Pol, P et al; Mannan-Binding Lectin Mediates Renal Ischemia/Reperfusion Injury Independent of Complement Activation; American Journal of Transplantation 2012; 12: 877 8. Shushimita, S et al; Mannan-Binding Lectin Is Involved in the Protection against Renal Ischemia/Reperfusion Injury by Dietary Restriction. PLoSONE 2015, 10: e0137795 9. Poppelaars, F et al; Strong predictive value of mannose‑binding lectin levels for cardiovascular risk of hemodialysis patients. J Transl Med 2016, 14:236 | Product should be stored at 4°C. Under recommended storage conditions, product is stable for at least one year. | For research use only. Not for use in or on humans or animals or for diagnostics. It is the responsibility of the user to comply with all local/state and federal rules in the use of this product. Hycult Biotech is not responsible for any patent infringements that might result from the use or derivation of this product. | FC: cells were incubated with 1.0 μg/ml MBL in PBS containing 1%BSA (w/v), 0.01% NaN3 (w/v) and 10 mM CaCl2 for 30 min at 0°C. The cells were washed with the same buffer, and incubated with antibody clone 3E7, 6.5 μg/ml. After 30 min at 0°C, cells were washed and incubated with phycoerythrin (PE)-conjugated goat F(ab’)2 anti-mouse Ig (Ref.3). IHC-F: Tissue sections embedded in ornithine carbamoyltransferase compound were frozen in acetone dry ice and immersed in Tris-buffered saline (TBS) three times for 5 minutes. Treatment in 0.5% hydrogen peroxide in methanol solution has been done to quench endogenous peroxidase activity (Ref.2). FS: Pretreatment of sheep erythrocytes with antibody 3E7 suppressed hemolysis in a dose dependent manner (Ref.1). | Mannan Binding Lectin, mannose- or mannan-binding protein, MBP
https://www.hycultbiotech.com/products/types/hm2061-1 | MBL, Human, mAb 3E7 | 20 µg | Flow cytometry, Frozen sections, Functional studies, Immuno assays |  | Mannose Binding Lectin (MBL) also called mannose- or mannan-binding protein (MBP) is a member of the group of collectins. MBL is an oligomeric lectin that recognizes carbohydrates as mannose and N-acetylglucosamine on pathogens. MBL contains a cysteine rich, a collagen like and a carbohydrate recognition domain. It forms a complex with C1r/C1s like serine proteases designated MASPs that proteolytically cleave C4, C2 and C3. MBL is able to activate the complement pathway independent of the classical and alternative complement activation pathways. The MBL-MASP pathway (better known as the lectin pathway) is antibody and C1q-independent. MBL exhibits complement-dependent antibacterial activity and acts directly as an opsonic and therefore plays an important role in innate immunity. MBL is synthesized by hepatocytes and has been isolated from the liver or serum of various vertebrate species. | Monoclonal antibodies | 0.2 ml (100 μg/ml) 0.2 μm filtered protein G purified antibody solution in PBS, containing 0.1% bovine serum albumin. | Dilutions to be used depend on detection system applied. It is recommended that users test the reagent and determine their own optimal dilutions. The typical starting working dilution is 1:50. For functional studies, in vitro dilutions have to be optimized in user’s experimental setting. | Serum isolated human RaRF | Mouse IgG1 | Human | 1. Matsushita, M et al; Human mannose-binding protein is identical to a component of Ra-reactive factor. Biochem Biophys Res Commun 1992, 183: 645 2. Hisano, S et al; Mesangial IgA2 deposits and lectin pathway-mediated complement activation in IgA glomerulonephritis. Am J Kidney Dis 2001, 38: 1082 3. Vries de, B et al; The mannose-binding lectin-pathway is involved in complement activation in the course of renal ischemia-reperfusion injury. Am J Pathol 2004, 165: 1677 4. Nauta, A et al; Mannose-binding lectin engagement with late apoptotic and necrotic cells. Eur J Immunol 2003, 33 : 2853 5. Nauta, A et al ; Opsonization with C1q and Mannose-binding lectin targets apoptotic cells to dendritic cells. J Immunol 2004, 173: 3044 6. Imai, N et al; Immunohistochemical evidence of activated lectin pathway in kidney allografts with peritubular capillary C4d deposition, Nephrol. Dial. Transplant. 2006 21: 2589-2595. 7. Pol, P et al; Mannan-Binding Lectin Mediates Renal Ischemia/Reperfusion Injury Independent of Complement Activation; American Journal of Transplantation 2012; 12: 877 8. Shushimita, S et al; Mannan-Binding Lectin Is Involved in the Protection against Renal Ischemia/Reperfusion Injury by Dietary Restriction. PLoSONE 2015, 10: e0137795 9. Poppelaars, F et al; Strong predictive value of mannose‑binding lectin levels for cardiovascular risk of hemodialysis patients. J Transl Med 2016, 14:236 | Product should be stored at 4°C. Under recommended storage conditions, product is stable for at least one year. | For research use only. Not for use in or on humans or animals or for diagnostics. It is the responsibility of the user to comply with all local/state and federal rules in the use of this product. Hycult Biotech is not responsible for any patent infringements that might result from the use or derivation of this product. | FC: cells were incubated with 1.0 μg/ml MBL in PBS containing 1%BSA (w/v), 0.01% NaN3 (w/v) and 10 mM CaCl2 for 30 min at 0°C. The cells were washed with the same buffer, and incubated with antibody clone 3E7, 6.5 μg/ml. After 30 min at 0°C, cells were washed and incubated with phycoerythrin (PE)-conjugated goat F(ab’)2 anti-mouse Ig (Ref.3). IHC-F: Tissue sections embedded in ornithine carbamoyltransferase compound were frozen in acetone dry ice and immersed in Tris-buffered saline (TBS) three times for 5 minutes. Treatment in 0.5% hydrogen peroxide in methanol solution has been done to quench endogenous peroxidase activity (Ref.2). FS: Pretreatment of sheep erythrocytes with antibody 3E7 suppressed hemolysis in a dose dependent manner (Ref.1). | Mannan Binding Lectin, mannose- or mannan-binding protein, MBP
https://www.hycultbiotech.com/products/types/hm2058-1 | HNP1-3, Human, mAb D21 | 20 µg | Flow cytometry, Frozen sections, Functional studies, Immuno assays, Immuno fluorescence, Immuno precipitation, Paraffin sections, Western blot |  | Human neutrophil defensins (alpha-defensins) belong to the family of cationic trisulfide-containing microbicidal peptides. Besides microbicidal, the peptides exert chemotactic, immunomodulating and cytotoxic activity and participate in host defense and inflammation. Defensins are important effector molecules against enveloped viruses, bacteria, fungi and protozoa, and protein concentrations ranging from 0.5 to 5 &mu;M were shown to kill a wide range of microbes in vitro. Defensins have the ability to attack susceptible microorganisms and destroy the structure of target cell membranes. Several members of each defensin family were shown to act as microbicides against distinct Gram-negative and Gram-positive bacteria, as well as fungi and viruses in vitro. Azurophilic granules of neutrophils contain Human Neutrophil Peptide (HNP) 1-4, which are highly homologous. The three principal human defensins, HNP 1-3, are unique to neutrophils and- account for about 99% of the total defensin content of these cells. Defensins HNP 1-3 are almost exclusively expressed in neutrophils, therefore it is considered a neutrophil cell marker. Measured amount of defensins is 3-5 microgram per million human neutrophils. When treated with HNP the outer membrane of Escherichia coli becomes permeable. This permeabilization furthermore coincided with the cessation of RNA, DNA and protein synthesis, and with a decreased bacterial viability Defensins are relatively resistant to proteolysis, low pH and boiling. Activation of neutrophils leads to rapid release of HNP. HNP can be measured in plasma and other body fluids during infection and inflammation. In normal plasma very low levels of HNP are present. Activation of polymorphonuclear leukocytes (PMN) in plasma, as occurs during clotting of blood, leads to a rapid release of HNP. Anti HNP 1-3 antibody clone D21 recognizes natural HNP 1-3 in biological solutions by means of ELISA in tissue sections and leukocyte smears fixed with ethanol, methanol/acetone or paraformaldehyde, in flow cytometry analysis of human neutrophils stained by cell permeabilization method and in Western-blotting (non-reduced). Furthermore the antibody is cross reactive with Rhesus monkey and cynomolgous macaques HNP1-3. | Monoclonal antibodies | 0.2 ml (100 µg/ml) 0.2 µm filtered antibody solution in PBS, containing 0.1% bovine serum albumin. | For immunohistology, flow cytometry and Western blotting dilutions to be used depend on detection system applied. It is recommended that users test the reagent and determine their own optimal dilutions. The typical starting working dilution is 1:10. |  | Mouse IgG1 | Human | 1. Lehrer, R et al; Defensins : antimicrobial and cytotoxic peptides of mammalian cells. Ann Rev Immunol 1993, 11 : 105 2. Zhang, L et al; Contribution of human alpha-Defensin-1, -2 and-3 to the anti-HIV-1 activity of CD8 antiviral factor. Science 2002, 298: 995 3. Trabattoni, D et al; Human ; defensin in HIV-exposed but uninfected individuals. J Acquir Immune Defic Syndr 2004, 35: .455 4. Chang, T et al; CAF-mediated human immunodeficiency virus type 1 transcriptional inhibition is distinct form;-Defensin-1 HIV inhibition. J Vir 2003, 77: 6777 5. Zaharatos, G et al; ;-Defensins released into stimulated CD8+ T-cell supernatants are likely Derived from residual granulocytes within the irradiated allogeneic peripheral blood mononuclear cells used as feeder. J Acquir Immune Defic Syndr 2004, 35: 993 6. Tao, R et al;; Salivary antimicrobial peptide expression and dental caries experience in children. Antimicrob Agents Chemother 2005, 49:: 3883 7. Gow, J et al; Agene signature for post-infectious chronic fatigue syndrome. BMC medical genomics 2009, 2:38 8. Matthijsen, R et al; Enterocyte shedding and epithelial lining repair following ischemia of the human small intestine attenuate inflammation. Plos One, 2009, 4: 9 9. Rodriguez-Garcia, M et al; Increased ;-defensins 1-3 production by dendritic cells in HIV-infected individuals is associated with slower disease progression. Plos One 2010, 2: e9436 | Product should be stored at 4 °C. Under recommended storage conditions, product is stable for one year. | For research use only. Not for use in or on humans or animals or for diagnostics. It is the responsibility of the user to comply with all local/state and Federal rules in the use of this product. Hycult Biotech is not responsible for any patent infringements that might result with the use of or derivation of this product. | F: FCS blocked sections were incubated with D21 antibody 1:500 FC: Cells were fixed and permeabilized, incubation with primary antibody for 30 min. FS: In vitro:0.5ug/ml, 30min -24h at 37 °C IF: 1% formaldehyde fixed cells were stained with 5 µl Ab/million cells for 15 min. P: Formalin fixed sections were deparaffinized and blocked with 1% hydrogen peroxide and serum or 5%BSA W: Blots blocked with 10% serum for 30'. Primary antibody 2h RT 1:100 in TBS/0.01% tween-20 | alpha-defensins, HNP1-3
https://www.hycultbiotech.com/products/types/hm2056-1 | Mannose receptor, Human, mAb 15-2 | 20 µg | Flow cytometry, Frozen sections, Functional studies, Western blot |  | The monoclonal antibody 15-2 recognizes the mannose receptor (MR), also known as CD206, a member of the vertebrate C-type lectin family. The mannose receptor, is a pattern recognition receptor that is involved in both innate and adaptive immunity. The 175 kDa single-pass type I transmembrane receptor consists of 5 domains: an amino-terminal cysteine-rich region, a fibronectin type II repeat, a series of eight tandem lectin-like carbohydrate recognition domains (responsible for the recognition of mannose and fucose), a transmembrane domain, and an intracellular carboxy-terminal tail. The structure is shared by the family of multi lectin mannose receptors: the phospholipase A2-receptor, DEC 205 and the novel C-type lectin receptor (mannose receptor X). The MR binds high-mannose structures on- a wide range of gram positive and gram negative bacteria, yeasts, parasites and mycobacteria. The MR has also been shown to bind and internalize tissue-type plasminogen activator. MR's are present on monocytes and dendritic cells (DC) and are presumed to play a role in innate and adaptive immunity, the latter via processing by DC. The expression of MR as observed in immunohistology is present on tissue macrophages, dendritic cells, a subpopulation of endothelial cells, Kupffer cells and sperm cells. The expression of MR on monocytes increases during culture and can be enhanced by cytokines as IFN-gamma. Labeling of MR expressing monocytes/macrophages increases with prolonged incubation time probably due to internalization of the MR-antibody-complex. The monoclonal antibody 15-2 prevents binding of glycoproteins including t-PA to MR. Detection of the MR with anti-MR monoclonal antibody 15-2 can substitute staining for mannose containing probes as labeled mannosylated BSA, a technique which is more cumbersome and less specific. | Monoclonal antibodies | 0.2 ml (100 μg/ml) 0.2 μm filtered protein G purified antibody solution in PBS, containing 0.1% bovine serum albumin. The endotoxin concentration is < 24 EU/mg, determined with HIT302 LAL Assay. | Dilutions to be used depend on detection system applied. It is recommended that users test the reagent and determine their own optimal dilutions. The typical starting working dilution is 1:50. | Purified human mannose receptor from human placental tissue | Mouse IgG1 | Human | 1. Barret-Berghoeff, M et al; Monoclonal antibodies against the human mannose receptor that inhibit the binding of tissue-type plasminogen activator. Thromb Haemostas 1997, 77: 718 2. Noorman, F et al; Monoclonal antibodies against the human mannose receptor as a specific marker in flow cytometry and immunohistochemistry for macrophages. J Leukocyte Biol 1997, 61: 63 3. Noorman, F et al; Cluster mannosides can inhibit mannose receptor-mediated tissue-type plasminogen activator degradation by both rat and human cells. Hepatology 1997, 26: 1303 4. Tailleux, L et al; DC-SIGN is the major mycobacterium tuberculosis receptor on human dendritic cells. J Exp Med 2003, 197: 121 5. Pressice, P et al; Keyhole limpet hemocyanin induces the activation and maturation of human dendritic cells through the involvement of mannose receptor. Mol Immunol 2008, 45: 1136 6. Tahara, N et al; 2-deoxy-2-[(18)F]fluoro-d-mannose positron emission tomography imaging in atherosclerosis. Nat Med 2014, 20: 215 | Product should be stored at 4 °C. Under recommended storage conditions, product is stable for one year. | For research use only. Not for use in or on humans or animals or for diagnostics. It is the responsibility of the user to comply with all local/state and Federal rules in the use of this product. Hycult Biotech is not responsible for any patent infringements that might result with the use of or derivation of this product. | F: Tissue sections were fixed in acetone/chloroform. Sections were preincubated with normal rabbit serum (Ref.3). FC: Antibody 15-2 stains the extracellular domain of MR. W: A non-reduced sample treatment and 6% SDS-Page was used. The band size is 175 kDa (Ref.1). FS: Antibody 15-2 functions as an inhibitor of binding. The antibody was functionally tested by preincubation of immobilized receptor with antibody. This prevented binding of t-PA to immobilized receptor. (Ref.1). | Machrophage Mannose Receptor 1, MRC1, CLEC13D, MMR, C-type lectin domain family 13 member D Gene name: MRC1
https://www.hycultbiotech.com/products/types/hm2044-1 | LBP, Human, mAb 1C7 | 20 µg | Functional studies, Immuno assays, Immuno precipitation |  | The monoclonal antibody 1C7 reacts highly specific with human natural and recombinant LBP. Crossreactions with LBP of other species are not observed. The antibody binds poorly to LBP-LPS complexes: it interacts with the LPS binding site. LPS binding protein (LBP) is an approximately 60 kDa acute phase protein that is produced by hepatocytes. This protein strongly binds to LPS and has been shown to play an important role in the handling of LPS by the host. A number of functions of LBP have been reported. First, LBP transfers LPS to the LPS receptor CD14 on mononuclear phagocytes, leading to an 100-1,000 fold increased sensitivity of the cells to LPS. Furthermore, LBP can enhance the response of CD14 negative cells by acceleration of LPS binding to soluble CD14, a complex that stimulates these cells. Next, LBP transfers LPS into High Density Lipoprotein (HDL), which effectively neutralizes its biological potency. LBP was demonstrated to protect mice from septic shock caused by LPS or gram negative bacteria. | Monoclonal antibodies | 0.2 ml (100 µg/ml) 0.2 µm filtered antibody solution in PBS, containing 0.1% bovine serum albumin. |  |  | Mouse IgG1 | Human |  | Product should be stored at 4 °C. Under recommended storage conditions, product is stable for one year. | For research use only. Not for use in or on humans or animals or for diagnostics. It is the responsibility of the user to comply with all local/state and Federal rules in the use of this product. Hycult Biotech is not responsible for any patent infringements that might result with the use of or derivation of this product.
https://www.hycultbiotech.com/products/types/hm2043-1 | LBP, Human, mAb 6G3 | 20 µg | Functional studies, Immuno assays, Immuno precipitation |  | The monoclonal antibody 6G3 reacts highly specific with human natural and recombinant LBP. The antibody cross reacts with LBP of a large series of animal species including: sheep, pig, goat, rabbit, dog, rat, bovine and cynomologous monkey, it does not react with murine and horse LBP. The antibody binds to LBP-LPS complexes whereas it inhibits the interaction of this complex with CD14. LPS binding protein (LBP) is an approximately 60 kDa acute phase protein that is produced by hepatocytes. This protein strongly binds to LPS and has been shown to play an important role in the handling of LPS by the host. A number of functions of LBP have been reported. First, LBP transfers LPS to the LPS receptor CD14 on mononuclear phagocytes, leading to an 100-1,000 fold increased sensitivity of the cells to LPS. Furthermore, LBP can enhance the response of CD14 negative cells by acceleration of LPS binding to soluble CD14, a complex that stimulates these cells. Next, LBP transfers LPS into High Density Lipoprotein (HDL), which effectively neutralizes its biological potency. LBP was demonstrated to protect mice from septic shock caused by LPS or gram negative bacteria. | Monoclonal antibodies | 0.2 ml (100 µg/ml) 0.2 µm filtered protein G purified antibody solution in PBS, containing 0.1% bovine serum albumin. |  |  | Mouse IgG1 | Human |  | Product should be stored at 4 °C. Under recommended storage conditions, product is stable for one year. | For research use only. Not for use in or on humans or animals or for diagnostics. It is the responsibility of the user to comply with all local/state and Federal rules in the use of this product. Hycult Biotech is not responsible for any patent infringements that might result with the use of or derivation of this product.
https://www.hycultbiotech.com/products/types/hm2035-1 | Beta-3 integrin subunit, Human, mAb BV4 | 20 µg | Frozen sections, Functional studies, Immuno assays, Immuno precipitation, Paraffin sections, Western blot |  | The monoclonal antibody BV4 recognizes human beta3 integrin subunit present in Platelet glycoprotein GPIIb-IIIa (integrin alphaIIb/beta3, CD41/CD61) and in the vitronectin receptor (integrin alphaV/beta3, CD51/CD61). Intergins are a family of heterodimeric membrane glycoproteins expressed on diverse cell types which function as the major receptors for extracellular matrix and as cell-cell adhesion molecules. As adhesion molecules they play an important role in numerous biological processes such as platelet aggregation, inflammation, immune function, wound healing, tumour metastasis and tissue migration during embryogenesis. In addition integrins are involved in signaling pathways, transmitting signals both into an out from cells. All integrins consist of two non-covalently associated subunits, alpha and beta. At least 12 different alpha subunits and 8 beta subunits have been identified. The beta subunits all contain 56 conserved cysteines (except beta4 which has 48) which are arranged in four repeating units. The beta3 subunit is a 93kDa protein that contains a large loop in the N-terminus stabilized by intrachain disulphide bonding with the first cysteine-rich repeat. Platelet glycoprotein GPIIb-IIIa is expressed on platelets and megakaryoblasts. It is constitutively expressed and becomes activated on triggered platelets. Platelet glycoprotein GPIIb-IIIa binds to fibrinogen, fibronectin, vWF, vitronectin and thrombospondin. Next to this it is also a receptor for several soluble adhesive proteins.Vitronectin receptor is expressed on endothelial cells, some B cells, monocytes/macrophages, platelets and tumour cells. Vitronectin receptor binds next to vitronectin to fibrinogen, vWF, thrombospondin, fibronectin, osteopontin and collagen. Defects in human beta3 integrin are a cause of Glanzmann thrombasthenia, which is an autosomal recessive disorder characterized by mucocutaneous bleeding and the inability of this integrin to recognize macromolecular or synthetic peptide ligands. | Monoclonal antibodies | 0.2 ml (100 µg/ml) 0.2 µm filtered protein G purified antibody solution in PBS, containing 0.1% bovine serum albumin. | For immunohistochemistry and Western blotting, dilutions to be used depend on detection system applied. It is recommended that users test the reagent and determine their own optimal dilutions. The typical starting working dilution is 1:50. For functional studies, in vitro dilutions have to be optimized in user’s experimental setting. |  | Mouse IgG1 | Human | 1. Soldi, R et al; Role of alpha v beta 3 integrin in the activation of vascular endothelial growth factor receptor-2. EMBO J 1999, 18:882 2. Kimmins, S eta l: Immunohistochemical localization of integrin alpha v beta 3 and osteopontin suggests that they do not interact during embryo implantation in ruminants. Reprod Biol and Endocrinol. 2004, 2:19 3. Neto, D et al; Alpha-v-beta3 integrin expression in melanocytic nevi and cutaneous melanoma. J Cutan Pathol. 2007, 34: 851 4. Tang, N et al; N-terminal and C-terminal heparin-binding domain polypeptides derived from fibronectin reduce adhesion and invasion of liver cancer cells. BMC Cancer 2010, 10: 552 | Product should be stored at 4 °C. Under recommended storage conditions, product is stable for at least one year. The exact expiry date is indicated on the label. | For research use only. Not for use in or on humans or animals or for diagnostics. It is the responsibility of the user to comply with all local/state and federal rules in the use of this product. Hycult Biotech is not responsible for any patent infringements that might result from the use or derivation of this product. | IHC-F:- Tissue sections were fixed in acetone. As negative control an irrelevant mouse IgG was used (Ref.2). FS: Antibody clone BV4 inhibits the downstream activation, reducing the mitogenic effects of two of its ligands, VEGFR-2 and HIV-1-Tat. (Ref.1). IP:clone BV4 precipitates beta3 integrin complexes from endothelial cell lysate. IHC-P: Tissue sections were deparaffinized in xylene and pretreated with 10mmol/l sodium citrate buffer, pH 6.0 | Platelet membrane glycoprotein IIIa, GPIIIa
https://www.hycultbiotech.com/products/types/hm2033f-1 | Beta1 Integrin, Human, mAb BV7, FITC | 20 µg | Flow cytometry, Functional studies, Immuno assays, Immuno precipitation, Western blot |  | The monoclonal antibody BV7 recognizes human ß1-integrin. Beta-1 integrin is a ubiquitously expressed ~89 kDa type I transmembrane protein functioning as receptor when heterodimerized with one alpha subunit. It belongs to the integrin beta chain family consisting of four different genes, encoding multiple β-integrins via alternative splicing. Ligand-recognition depends on the composition of the heterodimer: either collagen, fibronectin, VCAM1, laminin, cytotactin, osteopontin, epiligrin, thrombospondin and CSPG4 can bind to the integrin-complex. Beta-1 integrins recognize the sequence R-G-D in a wide array of ligands. Isoform beta-1B interferes with isoform beta-1A resulting in a dominant negative effect on cell adhesion and migration (in vitro). In case of HIV-1 infection, the interaction with extracellular viral Tat protein seems to enhance angiogenesis in Kaposi's sarcoma lesions. When associated with α7, β1-integrin regulates cell adhesion and laminin matrix deposition. BV7 is active on HT-29 colon carcinoma cells and on HCCP-2998 tumor cells. It is involved in promoting endothelial cell motility and angiogenesis. Furthermore, β1-integrin plays a mechanistic adhesive role during telophase, and is required for the successful completion of cytokinesis. Upon activation integrins in general, including β1-integrin, are known to exhibit global structural rearrangements and exposure of ligand binding sites. β1-integrin modulation is of importance in tissue repair and regeneration. In cultured primary hippocampal neurons, astrocytes and tissues, cell surface expression of amyloid beta fibrils (key hallmark of Alzheimer’s disease) selectively co-localized with β1-integrin. Preincubation of cells with antibodies against β1-integrin, as well as α1-integrin, greatly enhanced amyloid beta-induced apoptosis, indicating a protective role for integrins in apoptosis. The monoclonal antibody BV7 does not recognize α5β1 complex and not the cytoplasmic part of the β1-subunit. BV7 binds to several other tumor cells (MG3 osteosarcoma, A375 melanoma, MHCC-1410 and Lovo colon carcinoma) but does not affect adhesion to endothelial cells. | Monoclonal antibodies | 0.2 ml (100 μg/ml) 0.2 μm filtered protein G purified FITC conjugated antibody solution in PBS, containing 1% bovine serum albumin and 0.02% sodium azide. | Dilutions to be used depend on detection system applied. It is recommended that users test the reagent and determine their own optimal dilutions. The typical starting working dilution is 1:50. | Human umbilical vein EC | Mouse IgG1 | Human | 1. Martin-Padura, I et al; A novel mechanism of colon carcinoma cell adhesion to the endothelium triggered by ß1 integrin chain. J Biol Chem 1994, 269: 6124 2. Palmieri, D et al;Trimer carboxyl propeptide of collagen I produced by mature osteoblasts is chemotactic for endothelial cells. J Biol Chem 2000, 275: 32658 3. Martel, V et al; Talin controls exit of the integrin α5β1 from an early compartment of the secretory pathway. J Cell Sci 2000, 113: 1951 4. Hofmann, G et al; HERG K+ channels activation during β1 integrin-mediated adhesion to fibronectin induces an up-regulation of αvβ3 integrin in the preosteoclastic lekemia cell line FLG29.1. J Biol Chem 2001, 276: 4923 5. Bozzo, C et al; Involvement of β1 integrin in βAP-induced apoptosis in human neuroblastoma cells. Mol Cell Neurosci 2004, 25: 1 | Product should be stored at 4 °C. Under recommended storage conditions, product is stable for at least one year. | For research use only. Not for use in or on humans or animals or for diagnostics. It is the responsibility of the user to comply with all local/state and federal rules in the use of this product. Hycult Biotech is not responsible for any patent infringements that might result from the use or derivation of this product. | FC: Antibody BV7 stains the extracellular domain of beta-1 integrin. HUVEC cells were fixed in 4% paraformaldehyde before staining. Mouse IgG1 isotype was used as negative. | Integrin beta-1, Fibronectin receptor subunit beta, Glycoprotein IIa, GPIIA, VLA-4 subunit beta, CD29 Gene name: ITGB1, FNRB, MDF2, MSK12
https://www.hycultbiotech.com/products/types/hm2033-1 | Beta1 Integrin, Human, mAb BV7 | 20 µg | Flow cytometry, Functional studies, Immuno assays, Immuno precipitation, Western blot |  | The monoclonal antibody BV7 recognizes human ß1-integrin. Beta-1 integrin is a ubiquitously expressed ~89 kDa type I transmembrane protein functioning as receptor when heterodimerized with one alpha subunit. It belongs to the integrin beta chain family consisting of four different genes, encoding multiple β-integrins via alternative splicing. Ligand-recognition depends on the composition of the heterodimer: either collagen, fibronectin, VCAM1, laminin, cytotactin, osteopontin, epiligrin, thrombospondin and CSPG4 can bind to the integrin-complex. Beta-1 integrins recognize the sequence R-G-D in a wide array of ligands. Isoform beta-1B interferes with isoform beta-1A resulting in a dominant negative effect on cell adhesion and migration (in vitro). In case of HIV-1 infection, the interaction with extracellular viral Tat protein seems to enhance angiogenesis in Kaposi's sarcoma lesions. When associated with α7, β1-integrin regulates cell adhesion and laminin matrix deposition. BV7 is active on HT-29 colon carcinoma cells and on HCCP-2998 tumor cells. It is involved in promoting endothelial cell motility and angiogenesis. Furthermore, β1-integrin plays a mechanistic adhesive role during telophase, and is required for the successful completion of cytokinesis. Upon activation integrins in general, including β1-integrin, are known to exhibit global structural rearrangements and exposure of ligand binding sites. β1-integrin modulation is of importance in tissue repair and regeneration. In cultured primary hippocampal neurons, astrocytes and tissues, cell surface expression of amyloid beta fibrils (key hallmark of Alzheimer’s disease) selectively co-localized with β1-integrin. Preincubation of cells with antibodies against β1-integrin, as well as α1-integrin, greatly enhanced amyloid beta-induced apoptosis, indicating a protective role for integrins in apoptosis. The monoclonal antibody BV7 does not recognize α5β1 complex and not the cytoplasmic part of the β1-subunit. Monoclonal antibody BV7 is active on HT-29 colon carcinoma cells and on HCCP-2998 tumor cells. BV7 binds to several other tumor cells (MG3 osteosarcoma, A375 melanoma, MHCC- 1410 and Lovo colon carcinoma) but does not affect adhesion to endothelial cells. | Monoclonal antibodies | 0.2 ml (100 µg/ml) 0.2 µm filtered antibody solution in PBS, containing 0.1% bovine serum albumin. | For flow cytometry and Western blotting dilutions to be used depend on detection system applied. It is recommended that users test the reagent and determine their own optimal dilutions. The typical starting working dilution is 1:50. For neutralization of biological activity in vitro dilutions have to be made according to the amounts of beta1 integrin to be inactivated. | Human umbilical vein EC | Mouse IgG1 | Human | 1. Martin-Padura, I et al; A novel mechanism of colon carcinoma cell adhesion to the endothelium triggered by ß1 integrin chain. J Biol Chem 1994, 269: 6124 2. Palmieri, D et al;Trimer carboxyl propeptide of collagen I produced by mature osteoblasts is chemotactic for endothelial cells. J Biol Chem 2000, 275: 32658 3. Martel, V et al; Talin controls exit of the integrin α5β1 from an early compartment of the secretory pathway. J Cell Sci 2000, 113: 1951 4. Hofmann, G et al; HERG K+ channels activation during β1 integrin-mediated adhesion to fibronectin induces an up-regulation of αvβ3 integrin in the preosteoclastic lekemia cell line FLG29.1. J Biol Chem 2001, 276: 4923 5. Bozzo, C et al; Involvement of β1 integrin in βAP-induced apoptosis in human neuroblastoma cells. Mol Cell Neurosci 2004, 25: 1 | Product should be stored at 4 °C. Under recommended storage conditions, product is stable for one year. | For research use only. Not for use in or on humans or animals or for diagnostics. It is the responsibility of the user to comply with all local/state and federal rules in the use of this product. Hycult Biotech is not responsible for any patent infringements that might result from the use or derivation of this product. | FC: Antibody BV7 stains the extracellular domain of beta-1 integrin. HUVEC cells were fixed in 4% paraformaldehyde before staining. Mouse IgG1 isotype was used as negative. FS: Antibody BV7 functions as an inhibiting antibody. The antibody was functionally tested by adhesion assay (ref 1), chemotaxis (ref 2), patch clamp analysis (ref 3) and neurotoxicity induced apoptosis (ref 4). | CD29, fibronectin receptor subunit beta,-integrin VLA-4 subunit beta
https://www.hycultbiotech.com/products/types/hm2032-1 | VE-Cadherin, Human, mAb BV9 | 20 µg | Flow cytometry, Frozen sections, Functional studies, Immuno assays, Immuno fluorescence, Immuno precipitation, Western blot |  | The monoclonal antibody BV9 binds to the extracellular domain (EC3-EC4) of human VE-cadherin (vascular endothelial cadherin). Endothelial cells control the passage of plasma constituents and circulating cells from blood to the underlying tissues. VE-cadherin is of vital importance for the maintenance and control of endothelial cell contacts. Mechanisms that regulate VE-cadherinmediated adhesion are important for the control of vascular permeability and leukocyte extravasation. VE-cadherin regulates various cellular processes such as cell proliferation and apoptosis and modulates vascular endothelial growth factor receptor functions. Therefore, VE-cadherin is also essential during embryonic angiogenesis. The specialized function of VE-cadherin is lost or impaired in several pathological conditions - including inflammation, sepsis, ischemia and diabetes - which leads to severe, and sometimes fatal, organ dysfunction. Furthermore, abnormal increase in vascular permeability is often observed in pathological conditions, such as tumor-induced angiogenesis, macular degeneration, allergy, and brain stroke. Endothelial permeability is regulated in part by the dynamic opening and closure of cell-cell adherent junctions. In vascular endothelium, adherent junctions are mainly composed of VE-cadherin, an adhesive receptor that is able to self-associate at endothelial cellcell contacts. VE-cadherin links endothelial cells together by homophilic interactions mediated by its extracellular part and associates intracellularly with the actin cytoskeleton via catenins. VE-cadherin belongs to the cadherin super-family of cellcell adhesion molecules, which are encoded by more than 200 genes in the human genome. Classical cadherins are Ca2+-dependent, homophilic, cell to cell adhesion molecules expressed in nearly all cells within solid tissues. Cadherins form a core adhesion complex that consists of a cadherin dimer, binding through its extracellular region to another dimer of cadherins expressed in adjacent cells, while its intracellular region is anchored to the plasma membrane and linked to the cytoskeleton. The VE-cadherin extracellular domain consists of five cadherin-type repeats, called EC (extracellular cadherin) domains that are bound together by calcium ions in a rod-like structure. | Monoclonal antibodies | 0.2 ml (100 μg/ml) 0.2 μm filtered protein G purified antibody solution in PBS, containing 0.1% bovine serum albumin. The endotoxin concentration is < 24 EU/mg, determined with HIT302 LAL Assay. | Dilutions to be used depend on detection system applied. It is recommended that users test the reagent and determine their own optimal dilutions. The typical starting working dilution is 1:50. |  | Mouse IgG2a | Human | 1. Navarro, P et al; Catenin-dependent and -independent functions of vascular endothelial cadherin. J Biol Chem 1995, 270: 30965 2. Martin-Padura, I et al;- Expression of VE (vascular endothelial)-cadherin and other endothelial-specific markers in haomangiomas. J path 1995, 175: 51 3. Breviario, F et al; Functional properties of human vascular endothelial cadherin (7B4/Cadherin-5), an endothelium-specific cadherin. Arterioscler Thromb 1995, 15: 1229- 4. Gill, M et al. Vascular trauma induces rapid but transient mobilization of VEGFR2+AC133+ endothelial precursor cells. Circ Res 2001, 88: 167 5. Spagnuolo, R et al. Gas1 is induced by VE-cadherin and vascular endothelial growth factor and inhibits endothelial cell apoptosis. Blood 2004, 103: 3005 6. Kuchler, A et al. Nuclear il-33 is generally expressed in resting endothelium but rapidly lost upon angiogenic or proinflammatory activation. AM J path. 2008, 173: 1229 7. Abraham, S et al. VE-cadherin mediated cell-cell interaction suppresses sprouting via signalling to MLC2 phosphorylation. 2009, 19: 668 8. Vallon, M et al. Tumor endothelial marker 5 expression in endothelial cells during capillary marphogenesis is induces by the small GTPase Rac and mediates contact inhibition of cell proliferation. Exp Cell res. 2010, 316: 412 | Product should be stored at 4 °C. Under recommended storage conditions, product is stable for one year. | For research use only. Not for use in or on humans or animals or for diagnostics. It is the responsibility of the user to comply with all local/state and federal rules in the use of this product. Hycult Biotech is not responsible for any patent infringements that might result from the use or derivation of this product. | F: Acetone fixed sections were blocked with horse serum and incubated with antibody BV9 for 30 minutes (Ref.2). FC: Antibody BV9 stains the extracellular domain of VE-cadherin. As negative control an IgG isotype control was used (Ref.4) FS: Antibody BV9 functions as an antagonist. The antibody was functionally tested by adding 10-50 µg/ml antibody BV9 to cell culture. The antibody blocks VE-cadherin causing a redistribution of VE-cadherin away from intracellular junctions(Ref.5, 6). IA: Antibody BV9 can function as coat and detector. IF: Cells on coverslips were fixed with 3% paraformaldehyde and permeabilized with 0.5% Triton X-100 before incubation with antibody BV9 (Ref.5, 8). W: A reduced sample treatment and 7.5% SDS-Page was used. The band size is 130-140kDa (Ref.3). | vascular endothelial cadherin, 7B4 antigen, Cadherin-5, CD144 Gene name: CDH5
https://www.hycultbiotech.com/products/types/hm2032f-1 | VE-Cadherin, Human, mAb BV9, FITC | 20 µg | Flow cytometry, Frozen sections, Functional studies, Immuno assays, Immuno fluorescence, Immuno precipitation, Western blot |  | The monoclonal antibody BV9 binds to the extracellular domain (EC3-EC4) of human VE-cadherin (vascular endothelial cadherin). Endothelial cells control the passage of plasma constituents and circulating cells from blood to the underlying tissues. VE-cadherin is of vital importance for the maintenance and control of endothelial cell contacts. Mechanisms that regulate VE-cadherinmediated adhesion are important for the control of vascular permeability and leukocyte extravasation. VE-cadherin regulates various cellular processes such as cell proliferation and apoptosis and modulates vascular endothelial growth factor receptor functions. Therefore, VE-cadherin is also essential during embryonic angiogenesis. The specialized function of VE-cadherin is lost or impaired in several pathological conditions - including inflammation, sepsis, ischemia and diabetes - which leads to severe, and sometimes fatal, organ dysfunction. Furthermore, abnormal increase in vascular permeability is often observed in pathological conditions, such as tumor-induced angiogenesis, macular degeneration, allergy, and brain stroke. Endothelial permeability is regulated in part by the dynamic opening and closure of cell-cell adherent junctions. In vascular endothelium, adherent junctions are mainly composed of VE-cadherin, an adhesive receptor that is able to self-associate at endothelial cellcell contacts. VE-cadherin links endothelial cells together by homophilic interactions mediated by its extracellular part and associates intracellularly with the actin cytoskeleton via catenins. VE-cadherin belongs to the cadherin super-family of cellcell adhesion molecules, which are encoded by more than 200 genes in the human genome. Classical cadherins are Ca2+-dependent, homophilic, cell to cell adhesion molecules expressed in nearly all cells within solid tissues. Cadherins form a core adhesion complex that consists of a cadherin dimer, binding through its extracellular region to another dimer of cadherins expressed in adjacent cells, while its intracellular region is anchored to the plasma membrane and linked to the cytoskeleton. The VE-cadherin extracellular domain consists of five cadherin-type repeats, called EC (extracellular cadherin) domains that are bound together by calcium ions in a rod-like structure. | Monoclonal antibodies | 0.2 ml (100 μg/ml) 0.2 μm filtered protein G purified FITC conjugated antibody solution in PBS, containing 1.0% bovine serum albumin and 0.02% sodium azide. | Dilutions to be used depend on detection system applied. It is recommended that users test the reagent and determine their own optimal dilutions. The typical starting working dilution is 1:50. |  | Mouse IgG2a | Human | 1. Navarro, P et al; Catenin-dependent and -independent functions of vascular endothelial cadherin. J Biol Chem 1995, 270: 30965 2. Martin-Padura, I et al;- Expression of VE (vascular endothelial)-cadherin and other endothelial-specific markers in haomangiomas. J path 1995, 175: 51 3. Breviario, F et al; Functional properties of human vascular endothelial cadherin (7B4/Cadherin-5), an endothelium-specific cadherin. Arterioscler Thromb 1995, 15: 1229- 4. Gill, M et al. Vascular trauma induces rapid but transient mobilization of VEGFR2+AC133+ endothelial precursor cells. Circ Res 2001, 88: 167 5. Spagnuolo, R et al. Gas1 is induced by VE-cadherin and vascular endothelial growth factor and inhibits endothelial cell apoptosis. Blood 2004, 103: 3005 6. Kuchler, A et al. Nuclear il-33 is generally expressed in resting endothelium but rapidly lost upon angiogenic or proinflammatory activation. AM J path. 2008, 173: 1229 7. Abraham, S et al. VE-cadherin mediated cell-cell interaction suppresses sprouting via signalling to MLC2 phosphorylation. 2009, 19: 668 8. Vallon, M et al. Tumor endothelial marker 5 expression in endothelial cells during capillary marphogenesis is induces by the small GTPase Rac and mediates contact inhibition of cell proliferation. Exp Cell res. 2010, 316: 412 | Product should be stored at 4 °C. Under recommended storage conditions, product is stable for one year. | For research use only. Not for use in or on humans or animals or for diagnostics. It is the responsibility of the user to comply with all local/state and federal rules in the use of this product. Hycult Biotech is not responsible for any patent infringements that might result from the use or derivation of this product. | F: Acetone fixed sections were blocked with horse serum and incubated with antibody BV9 for 30 minutes (Ref.2). FC: Antibody BV9 stains the extracellular domain of VE-cadherin. As negative control an IgG isotype control was used (Ref.4) FS: Antibody BV9 functions as an antagonist. The antibody was functionally tested by adding 10-50 µg/ml antibody BV9 to cell culture. The antibody blocks VE-cadherin causing a redistribution of VE-cadherin away from intracellular junctions(Ref.5, 6). IA: Antibody BV9 can function as coat and detector. IF: Cells on coverslips were fixed with 3% paraformaldehyde and permeabilized with 0.5% Triton X-100 before incubation with antibody BV9 (Ref.5, 8). W: A reduced sample treatment and 7.5% SDS-Page was used. The band size is 130-140kDa (Ref.3). | vascular endothelial cadherin, 7B4 antigen, Cadherin-5, CD144 Gene name: CDH5
https://www.hycultbiotech.com/products/types/hm2024f-1 | TNF-alpha, Human, mAb T1, FITC | 20 µg | Flow cytometry, Functional studies, Immuno assays, Western blot |  | The antibody reacts with free soluble (17 kDa) and membrane (26 kDa) human TNF-alpha. The antibody inhibits the biological activity of both forms. It does not react with receptor bound TNF-alpha. It can be a useful tool to discriminate between the membrane form of TNF expressed on producer cells and the proteolytically cleaved, soluble TNF-alpha bound to its cognate cell membrane receptors (TNF-RI and TNF-RII). For this purpose we recommend to use this antibody in combination with the anti-TNF-alpha antibody HM2026, which recognizes soluble, membrane and receptor bound TNF-alpha. | Monoclonal antibodies | 0.2 ml (100 μg/ml) 0.2 μm protein G purified FITC conjugated antibody solution in PBS, containing 1% bovine serum albumin and 0.02% sodium azide. | Dilutions to be used depend on detection system applied. It is recommended that users test the reagent and determine their own optimal dilutions. The typical starting working dilution is 1:50. For functional studies, in vitro dilutions have to be optimized in user’s experimental setting. | BALB/c mice with huTNF, fusion of spleen cells with NSO myeloma cells (ref.1) | Mouse IgG1 | Human | 1. Gerspach, J et al; Detection of membrane-bound Tumor Necrosis Factor (TNF): an analysis of TNF-specific reagents. Microsc Res Tech 2000, 50: 243 | Product should be stored at 4 °C. Under recommended storage conditions, product is stable for one year. | For research use only. Not for use in or on humans or animals or for diagnostics. It is the responsibility of the user to comply with all local/state and Federal rules in the use of this product. Hycult Biotech is not responsible for any patent infringements that might result with the use or derivation of this product. | FS: The monoclonal antibody T1 can be used for inhibition of the biological activity of TNF-alpha. W: A reduced sample treatment and SDS-Page was used. The band size is 17 kDa. | Tumor necrosis factor, Cachectin, Tumor necrosis factor ligand superfamily member 2, Tumor necrosis factor, membrane form, C-domain 2, Tumor necrosis factor, soluble form Gene name: TNFA, TNFSF2
https://www.hycultbiotech.com/products/types/hm2024-1 | TNF-alpha, Human, mAb T1 | 20 µg | Flow cytometry, Functional studies, Immuno assays, Western blot |  | The antibody reacts with free soluble (17 kDa) and membrane (26 kDa) human TNF-alpha. The antibody inhibits the biological activity of both forms. It does not react with receptor bound TNF-alpha. It can be a useful tool to discriminate between the membrane form of TNF expressed on producer cells and the proteolytically cleaved, soluble TNF-alpha bound to its cognate cell membrane receptors (TNF-RI and TNF-RII). For this purpose we recommend to use this antibody in combination with the anti-TNF-alpha antibody HM2026, which recognizes soluble, membrane and receptor bound TNF-alpha. | Monoclonal antibodies | 0.2 ml (100 μg/ml) 0.2 μm protein G purified antibody solution in PBS, containing 0.1% bovine serum albumin. | Dilutions to be used depend on detection system applied. It is recommended that users test the reagent and determine their own optimal dilutions. The typical starting working dilution is 1:50. For functional studies, in vitro dilutions have to be optimized in user’s experimental setting. | BALB/c mice with huTNF, fusion of spleen cells with NSO myeloma cells (ref.1) | Mouse IgG1 | Human | 1. Gerspach, J et al; Detection of membrane-bound Tumor Necrosis Factor (TNF): an analysis of TNF-specific reagents. Microsc Res Tech 2000, 50: 243 | Product should be stored at 4 °C. Under recommended storage conditions, product is stable for one year. | For research use only. Not for use in or on humans or animals or for diagnostics. It is the responsibility of the user to comply with all local/state and Federal rules in the use of this product. Hycult Biotech is not responsible for any patent infringements that might result with the use or derivation of this product. | FS: The monoclonal antibody T1 can be used for inhibition of the biological activity of TNF-alpha. W: A reduced sample treatment and SDS-Page was used. The band size is 17 kDa. | Tumor necrosis factor, Cachectin, Tumor necrosis factor ligand superfamily member 2, Tumor necrosis factor, membrane form, C-domain 2, Tumor necrosis factor, soluble form Gene name: TNFA, TNFSF2
https://www.hycultbiotech.com/products/types/hm2022f-1 | TNF-RII, Human, mAb 80M2, FITC | 20 µg | Flow cytometry, Functional studies, Immuno assays, Immuno fluorescence, Immuno precipitation |  | The monoclonal antibody 80M2 recognizes the extracellular part of- membrane-bound TNF-RII as well as- the soluble form of TNF-RII which is generated by proteolytic cleavage of the extracellular domain. The soluble form can still bind TNF-alpha with high affinity and functions as a TNF-alpha antagonist.- TNF-alpha is an important signaling protein in the immune system which can activate inflammatory responses, induce apoptosis, regulate cellular proliferation, and may even promote cancer progression. TNF-alpha can bind to two structurally distinct membrane receptors, TNF-RI and TNF-RII, which have both distinct and overlapping downstream signaling cascades. TNFRI is believed to be expressed on nearly all cell types, whereas TNFRII exhibits more restricted expression, being found on certain subpopulations of immune cells and several other cell types. A dominant role of TNF-RII has been shown in thymocyte activation by TNF-alpha, whereas induction of cytotoxicity and other functions are mediated largely by TNF-RI. TNF-RI is equally well activated by both the 17 kDa soluble and 26 kDa membrane-bound form, whereas TNF-RII is activated only by the membrane bound form of TNF-alpha. The antibody is a non-agonistic receptor modulating antibody. It enhances in vitro TNF alpha responses by increasing the affinity of the soluble form of TNF-alpha for TNF-RII. | Monoclonal antibodies | 0.2 ml (100 μg/ml) 0.2 μm filtered FITC conjugated antibody solution in PBS, containing 1% bovine serum albumin and 0.02% sodium azide. | For immunohistology, flow cytometry and Western blotting, dilutions to be used depend on detection system applied. It is recommended that users test the reagent and determine their own optimal dilutions. The typical starting working dilution is 1:50. |  | Mouse IgG1 | Human | 1. Grell, M et al; The transmembrane form of tumor necrosis factor is the prime activating ligand of the 80 kDa tumor necrosis factor receptor. Cell 1995, 83: 793 2. Till, A et al; The Met 196 - Arg variation of human tumor necrosis factor receptor 2 (TNFR2) affects TNF-alpha induced apoptosis by impaired NF-kB signalling and target gene expression. J Biol Chem 2005, 280: 5994 3. Scherubl C. et al; Colocalization of endogenous TNF with a functional intracellular splice form of human TNF receptor type 2. Journal of Inflammation 2005, 2: 7 4. Krippner, A et al; Single chain TNF, a TNF derivative with enhanced stability and antitumoral activity. J Immunol 2008, 180: 8176 5. Fairfax, B et al; A common haplotype of the TNF receptor 2 gene modulates endotoxin tolerance. J. Immonol 2011, 186: 3058 | Product should be stored at 4 °C. Under recommended storage conditions, product is stable for at least one year. The exact expiry date is indicated on the label. | For research use only. Not for use in or on humans or animals or for diagnostics. It is the responsibility of the user to comply with all local/state and federal rules in the use of this product. Hycult Biotech is not responsible for any patent infringements that might result from the use or derivation of this product. | FC: Antibody 80M2 was used to select HeLa cells expressing TNF-RII- by- FACS. As negative control mock transfected HeLa cells were used. (Ref.2) FS: Antibody 80M2 functions as an allosteric modulator, which stabilizes the ligand-receptor complex. (Ref.1) | Tumor necrosis factor receptor superfamily member 1B, CD120b, TNF-R2, p75, p80 TNF-alpha receptor
https://www.hycultbiotech.com/products/types/hm2022-1 | TNF-RII, Human, mAb 80M2 | 20 µg | Flow cytometry, Functional studies, Immuno assays, Immuno fluorescence, Immuno precipitation |  | The monoclonal antibody 80M2 recognizes the extracellular part of- membrane-bound TNF-RII as well as- the soluble form of TNF-RII which is generated by proteolytic cleavage of the extracellular domain. The soluble form can still bind TNF-alpha with high affinity and functions as a TNF-alpha antagonist.- TNF-alpha is an important signaling protein in the immune system which can activate inflammatory responses, induce apoptosis, regulate cellular proliferation, and may even promote cancer progression. TNF-alpha can bind to two structurally distinct membrane receptors, TNF-RI and TNF-RII, which have both distinct and overlapping downstream signaling cascades. TNFRI is believed to be expressed on nearly all cell types, whereas TNFRII exhibits more restricted expression, being found on certain subpopulations of immune cells and several other cell types. A dominant role of TNF-RII has been shown in thymocyte activation by TNF-alpha, whereas induction of cytotoxicity and other functions are mediated largely by TNF-RI. TNF-RI is equally well activated by both the 17 kDa soluble and 26 kDa membrane-bound form, whereas TNF-RII is activated only by the membrane bound form of TNF-alpha. The antibody is a non-agonistic receptor modulating antibody. It enhances in vitro TNF alpha responses by increasing the affinity of the soluble form of TNF-alpha for TNF-RII. | Monoclonal antibodies | 0.2 ml (100 µg/ml) 0.2 µm filtered antibody solution in PBS, containing 0.1% bovine serum. | For immunofluorescence and flow cytometry, dilutions to be used depend on detection system applied. It is recommended that users test the reagent and determine their own optimal dilutions. The typical starting working dilution is 1:50. For functional studies, dilutions have to be optimized in user’s experimental setting. |  | Mouse IgG1 | Human | 1. Grell, M et al; The transmembrane form of tumor necrosis factor is the prime activating ligand of the 80 kDa tumor necrosis factor receptor. Cell 1995, 83: 793 2. Till, A et al; The Met 196 - Arg variation of human tumor necrosis factor receptor 2 (TNFR2) affects TNF-alpha induced apoptosis by impaired NF-kB signalling and target gene expression. J Biol Chem 2005, 280: 5994 3. Scherubl C. et al; Colocalization of endogenous TNF with a functional intracellular splice form of human TNF receptor type 2. Journal of Inflammation 2005, 2: 7 4. Krippner, A et al; Single chain TNF, a TNF derivative with enhanced stability and antitumoral activity. J Immunol 2008, 180: 8176 5. Fairfax, B et al; A common haplotype of the TNF receptor 2 gene modulates endotoxin tolerance. J. Immonol 2011, 186: 3058 | Product should be stored at 4 °C. Under recommended storage conditions, product is stable for at least one year. The exact expiry date is indicated on the label. | For research use only. Not for use in or on humans or animals or for diagnostics. It is the responsibility of the user to comply with all local/state and federal rules in the use of this product. Hycult Biotech is not responsible for any patent infringements that might result from the use or derivation of this product. | FC: Antibody 80M2 was used to select HeLa cells expressing TNF-RII- by- FACS. As negative control mock transfected HeLa cells were used. (Ref.2) FS: Antibody 80M2 functions as an allosteric modulator, which stabilizes the ligand-receptor complex. (Ref.1) | Tumor necrosis factor receptor superfamily member 1B, CD120b, TNF-R2, p75, p80 TNF-alpha receptor
https://www.hycultbiotech.com/products/types/hm2020f-1 | TNF-RI, Human, mAb H398, FITC | 20 µg | Flow cytometry, Frozen sections, Functional studies, Immuno assays, Immuno precipitation |  | The monoclonal antibody H398 recognizes the extracellular part of the Tumor Necrosis Factor Receptor type I (TNF-RI) of the membrane-bound as well as the soluble receptor. TNF-RI (~55-60 kDa) is present on most cell types and is considered to play a prominent role in cell stimulation by TNF-alpha. TNF-alpha activates inflammatory responses, induces apoptosis, regulates cellular proliferation, and may even promote cancer progression. The effects of TNF-alpha are mediated by TNF-RI and TNF-RII, which have both distinct and overlapping downstream signaling cascades. Induction of cytotoxicity and other functions are mediated largely via TNF-RI. TNF-RI is equally well activated by both the 17 kDa soluble and 26 kDa membrane-bound form, whereas TNF-RII is efficiently activated only by the membrane bound form of TNF-alpha. TNF-RI signaling is initiated when trimeric TNF-alpha binds TNF-RI receptors. Subsequent TNF-RI trimerization promotes the recruitment of a proximal signaling complex composed of TNF Receptor Associated protein with a Death Domain (TRADD), Receptor Interacting Protein (RIP), cellular Inhibitor of Apoptosis Protein 1 (cIAP1), TNF Receptor Associated Factor 2 (TRAF2), and likely TRAF5. Studies with TNF-RI-deficient mice indicate that TNF-RI mediates most of the proliferation, pro-inflammatory, and apoptosis-activating pathways. | Monoclonal antibodies | 0.2 ml (100 µg/ml) 0.2 µm filtered FITC conjugated antibody solution in PBS, containing 1% bovine serum albumin and 0.02 % sodium azide. | For immunohistology, flow cytometry and Western blotting, dilutions to be used depend on detection system applied. It is recommended that users test the reagent and determine their own optimal dilutions. The typical starting working dilution is 1:50. |  | Mouse IgG2a | Human | 1. Thoma, B et al; Identification of a 60 kD tumor necrosis factor (TNF) receptor as the major signal transducing component in TNF responses. J Exp Med 1990, 172: 1019 2. Grell, M et al; TR60 and TR80 tumor necrosis factor (TNF)-receptors can independently mediate cytolysis. Lymphokine Cytokine Res 1993, 12: 143 3. Scheurich, P et al; Agonistic and antagonistic antibodies as a tool to study the functional role of human tumor necrosis factor receptors. Tumor Necrosis factor 1993, 4: 52 4. Grell, M et al; The type 1 receptor (CD120a) is the high-affinity receptor for soluble tumor necrosis factor. Proc Natl Acad Sci USA 1998, 95: 570 5. Krippner-Heidenreich, A et al; Single-chain TNF, a TNF derivative with enhanced stability and antitumoral activity. J Immunol 2008, 180: 8176 6. Kontermann, R et al; A humanized tumor necrosis factor receptor 1 (TNFR1)-specific antagonistic Antibody for selective inhibition of tumor necrosis factor (TNF) action. J Immunother 2008, 31: 225 | Product should be stored at 4 °C. Under recommended storage conditions, product is stable for one year. | For research use only. Not for use in or on humans or animals or for diagnostics. It is the responsibility of the user to comply with all local/state and federal rules in the use of this product. Hycult Biotech is not responsible for any patent infringements that might result with the use or derivation of this product. |  | CD120a, Tumor necrosis factor receptor superfamily member 1A, p55/p60, TNFR-1
https://www.hycultbiotech.com/products/types/hm2020-1 | TNF-RI, Human, mAb H398 | 20 µg | Flow cytometry, Frozen sections, Functional studies, Immuno assays, Immuno precipitation, Western blot |  | The monoclonal antibody H398 recognizes the extracellular part of the Tumor Necrosis Factor Receptor type I (TNF-RI) of the membrane-bound as well as the soluble receptor. TNF-RI (~55-60 kDa) is present on most cell types and is considered to play a prominent role in cell stimulation by TNF-alpha. TNF-alpha activates inflammatory responses, induces apoptosis, regulates cellular proliferation, and may even promote cancer progression. The effects of TNF-alpha are mediated by TNF-RI and TNF-RII, which have both distinct and overlapping downstream signaling cascades. Induction of cytotoxicity and other functions are mediated largely via TNF-RI. TNF-RI is equally well activated by both the 17 kDa soluble and 26 kDa membrane-bound form, whereas TNF-RII is efficiently activated only by the membrane bound form of TNF-alpha. TNF-RI signaling is initiated when trimeric TNF-alpha binds TNF-RI receptors. Subsequent TNF-RI trimerization promotes the recruitment of a proximal signaling complex composed of TNF Receptor Associated protein with a Death Domain (TRADD), Receptor Interacting Protein (RIP), cellular Inhibitor of Apoptosis Protein 1 (cIAP1), TNF Receptor Associated Factor 2 (TRAF2), and likely TRAF5. Studies with TNF-RI-deficient mice indicate that TNF-RI mediates most of the proliferation, pro-inflammatory, and apoptosis-activating pathways. | Monoclonal antibodies | 0.2 ml (100 µg/ml) 0.2 µm filtered antibody solution in PBS, containing 0.1% bovine serum albumin. | For immunohistology, flow cytometry and Western blotting, dilutions to be used depend on detection system applied. It is recommended that users test the reagent and determine their own optimal dilutions. The typical starting working dilution is 1:50. For functional studies, in vitro dilutions have to be optimized in user's experimental setting. |  | Mouse IgG2a | Human | 1. Thoma, B et al; Identification of a 60 kD tumor necrosis factor (TNF) receptor as the major signal transducing component in TNF responses. J Exp Med 1990, 172: 1019 2. Grell, M et al; TR60 and TR80 tumor necrosis factor (TNF)-receptors can independently mediate cytolysis. Lymphokine Cytokine Res 1993, 12: 143 3. Scheurich, P et al; Agonistic and antagonistic antibodies as a tool to study the functional role of human tumor necrosis factor receptors. Tumor Necrosis factor 1993, 4: 52 4. Grell, M et al; The type 1 receptor (CD120a) is the high-affinity receptor for soluble tumor necrosis factor. Proc Natl Acad Sci USA 1998, 95: 570 5. Krippner-Heidenreich, A et al; Single-chain TNF, a TNF derivative with enhanced stability and antitumoral activity. J Immunol 2008, 180: 8176 6. Kontermann, R et al; A humanized tumor necrosis factor receptor 1 (TNFR1)-specific antagonistic Antibody for selective inhibition of tumor necrosis factor (TNF) action. J Immunother 2008, 31: 225 | Product should be stored at 4 °C. Under recommended storage conditions, product is stable for one year. | For research use only. Not for use in or on humans or animals or for diagnostics. It is the responsibility of the user to comply with all local/state and federal rules in the use of this product. Hycult Biotech is not responsible for any patent infringements that might result with the use or derivation of this product. |  | CD120a, Tumor necrosis factor receptor superfamily member 1A, p55/p60, TNFR-1
https://www.hycultbiotech.com/products/types/hm2015-1 | gC1q-R, Human, mAb 74.5.2 | 20 µg | Flow cytometry, Functional studies, Immuno assays, Immuno fluorescence, Immuno precipitation, Western blot |  | The monoclonal antibody 74.5.2 recognizes a cell membrane C1q binding molecule that recognises the globular heads of C1q. It is also present in plasma and the extracellular matrix. The molecule is an unusually acidic, single chain protein with an apparent molecular weight of 33 kDa. It does not possess a conventional sequence motif compatible with a membrane spanning segment nor a consensus site for a GPI anchor. gC1q-R migrates as a single chain under both reducing and non-reducing conditions, but it behaves as an oligomer on gel-filtration in non-dissociating conditions. Its multimer formation may be a critical process by which the gC1q-R molecule increases its affinity for multivalent ligands such as C1q. gC1q-R has been shown to inhibit complement activation by preventing the binding of C1q to antibodies, suggesting that the binding site for gC1q-R and the binding site for immune complexes, which are present on the C1q globular ‘heads’, may be located at the same position. gC1q-R is capable of interacting with several proteins involved in blood clotting, namely, thrombin, prothrombin, the heparinbinding form of vitronectin, the ternary complex, vitronectin-thrombin-antithrombin, as well as high-molecular-weight kininogen and Hageman factor. Besides its role in the complement pathway, gC1q-R participates in enhancement of Fc-receptor and CR1-mediated phagocytosis, procoagulant activity on platelets, and chemotactic activity on mast cells, eosinophils, neutrophils, and fibroblasts. gC1q-R is expressed on a wide variety of cells and can serve as a binding site for plasma and microbial proteins. Its antigenic sites may be cryptic on cells in suspension but become exposed when the cells are fixed by bifunctional cross-linkers. Probably it is also expressed on the cell membrane as a tetramer. Crosslinking or activation may thus bring about a tetrameric assembly of gC1q-R followed by a conformational change within the molecule, thereby exposing epitopes which are otherwise hidden. A form of gC1q-R is also found inside the cell. Intracellular gC1q-R has been shown to bind the cytoplasmic tail of the α1B-adrenergic receptor and to PKCμ. The monoclonal antibody 74.5.2 is directed against epitopes in the XC15 peptide that contains a binding site for high-molecular-weight kininogen and Factor XII. Clone 74.5.2 recognizes both the mature (74 – 282) and truncated form, lacking residues 74-95. | Monoclonal antibodies | 0.2 ml (100 μg/ml) 0.2 μm protein G purified antibody solution in PBS, containing 0.1% bovine serum albumin. | Dilutions to be used depend on detection system applied. It is recommended that users test the reagent and determine their own optimal dilutions. The typical starting working dilution is 1:50. | Recombinant-gC1qR corresponding to maturegC1qR (amino acids 74-282) | Mouse IgG1 | Human | 1. Ghebrehiwet, B et al; Identification of functional domains on gC1Q-R, a cell surface protein that binds to the globular "heads" of C1Q, using monoclonal antibodies and synthetic peptides. Hybridoma 1996, 5: 333 2. Ghebrehiwet, B et al; gC1q-R/p33, a member of a new class of multifunctional and multicompartmental cellular proteins, is involved in inflammation and infection. Immunol Rev 2001, 180: 65 3. Peerschke, E et al; gC1qR/p33 blockade reduces Staphylococcus aureus colonization of target tissues in an animal model of infective endocarditis. Infect Immun 2006, 74: 4418 4. Sansonno, D et al; Role of the receptor for the globular domain of C1q protein in the pathogenesis of hepatitis C virau-related cryoglobulin vascular damage. J Immunol 2009, 183: 6013 | Product should be stored at 4 °C. Under recommended storage conditions, product is stable for one year. | For research use only. Not for use in or on humans or animals or for diagnostics. It is the responsibility of the user to comply with all local/state and federal rules in the use of this product. Hycult Biotech is not responsible for any patent infringements that might result from the use or derivation of this product. |  | Complement component 1 Q subcomponent-binding protein, mitochondrial, ASF/SF2-associated protein p32, Glycoprotein gC1qBP, C1qBP, Hyaluronan-binding protein 1, Mitochondrial matrix protein p32, p33 Gene name: C1QBP, GC1QBP, HABP1, SF2P32
https://www.hycultbiotech.com/products/types/hm2014f-1 | gC1qR, Human, mAb 60.11, FITC | 20 µg | Flow cytometry, Functional studies, Immuno assays, Immuno precipitation, Paraffin sections, Western blot |  | The monoclonal antibody 60.11 recognizes a cell membrane C1q binding molecule that recognises the globular heads of C1q. It is also present in plasma and the extracellular matrix. The molecule is an unusually acidic, single chain protein with an apparent molecular weight of 33 kDa. It does not possess a conventional sequence motif compatible with a membrane spanning segment nor a consensus site for a GPI anchor. gC1q-R migrates as a single chain under both reducing and non-reducing conditions, but it behaves as an oligomer on gel-filtration in non-dissociating conditions. Its multimer formation may be a critical process by which the gC1q-R molecule increases its affinity for multivalent ligands such as C1q. gC1q-R has been shown to inhibit complement activation by preventing the binding of C1q to antibodies, suggesting that the binding site for gC1q-R and the binding site for immune complexes, which are present on the C1q globular ‘heads’, may be located at the same position. gC1q-R is capable of interacting with several proteins involved in blood clotting, namely, thrombin, prothrombin, the heparinbinding form of vitronectin, the ternary complex, vitronectin-thrombin-antithrombin, as well as high-molecular-weight kininogen and Hageman factor. Besides its role in the complement pathway, gC1q-R participates in enhancement of Fc-receptor and CR1-mediated phagocytosis, procoagulant activity on platelets, and chemotactic activity on mast cells, eosinophils, neutrophils, and fibroblasts. gC1q-R is expressed on a wide variety of cells and can serve as a binding site for plasma and microbial proteins. Its antigenic sites may be cryptic on cells in suspension but become exposed when the cells are fixed by bifunctional cross-linkers. Probably it is also expressed on the cell membrane as a tetramer. Crosslinking or activation may thus bring about a tetrameric assembly of gC1q-R followed by a conformational change within the molecule, thereby exposing epitopes which are otherwise hidden. A form of GC1q-R is also found inside the cell. Intracellular gC1q-R has been shown to bind the cytoplasmic tail of the α1B-adrenergic receptor and to PKCμ. The monoclonal antibody 60.11 is directed against epitopes situated within the NH2-terminal stretch of gC1q-R corresponding to residues 76-93. Clone 60.11 recognizes the putative C1q binding site and reacts with the mature form, but has poor or no reactivity with the truncated form, lacking residues 74- 95. | Monoclonal antibodies | 0.2 ml (100 μg/ml) 0.2 μm filtered protein G purified FITC conjugated antibody solution in PBS, containing 1% bovine serum albumin and 0.02% sodium azide. | Dilutions to be used depend on detection system applied. It is recommended that users test the reagent and determine their own optimal dilutions. The typical starting working dilution is 1:50. | Recombinant GC1q-R corresponding to mature GC1q-R (amino acids 74-282) | Mouse IgG1 | Human | 1. Ghebrehiwet, B et al; Identification of functional domains on gC1Q-R, a cell surface protein that binds to the globular "heads" of C1Q, using monoclonal antibodies and synthetic peptides. Hybridoma 1996, 5: 333 2. Ghebrehiwet, B et al; Evidence that the two C1q binding membrane proteins, gC1q-R and cC1q-R, associate to form a complex. J Immunol 1997, 159: 1429 3. Ghebrehiwet, B et al; gC1q-R/p33, a member of a new class of multifunctional and multicompartmental cellular proteins, is involved in inflammation and infection. Immunol Rev 2001, 180: 65 4. Grace, K et al; Surface expression of complement receptor gC1q-R/p33 is increased on the plasma membrane of human spermatozoa after capacitation. Biol Reprod 2002, 66: 823 5. Peerschke, E et al; gC1qR/p33 blockade reduces Staphylococcus aureus colonization of target tissues in an animal model of infective endocarditis. Infect Immun 2006, 74: 4418 6. Sansonno, D et al; Role of the receptor for the globular domain of C1q protein in the pathogenesis of hepatitis C virau-related cryoglobulin vascular damage. J Immunol 2009, 183: 6013 7. Ghebrehiwet, B et al, Monocyte expressed macromolecular C1 and C1q receptors as molecular sensors of danger: implications in SLE. Fron in Immunol 2014, 5:1 | Product should be stored at 4 °C. Under recommended storage conditions, product is stable for at least one year. | For research use only. Not for use in or on humans or animals or for diagnostics. It is the responsibility of the user to comply with all local/state and federal rules in the use of this product. Hycult Biotech is not responsible for any patent infringements that might result from the use or derivation of this product. | IA: Antibody 60.11 can be used as capture and detection antibody. W: The expected band size is ~33 kDa. | Complement component 1 Q subcomponent-binding protein, mitochondrial, ASF/SF2-associated protein p32, Glycoprotein gC1qBP, C1qBP, Hyaluronan-binding protein 1, Mitochondrial matrix protein p32, p33 Gene name: C1QBP, GC1QBP, HABP1, SF2P32
https://www.hycultbiotech.com/products/types/hm2014-1 | gC1qR, Human, mAb 60.11 | 20 µg | Flow cytometry, Functional studies, Immuno assays, Immuno precipitation, Paraffin sections, Western blot |  | The monoclonal antibody 60.11 recognizes a cell membrane C1q binding molecule that recognises the globular heads of C1q. It is also present in plasma and the extracellular matrix. The molecule is an unusually acidic, single chain protein with an apparent molecular weight of 33 kDa. It does not possess a conventional sequence motif compatible with a membrane spanning segment nor a consensus site for a GPI anchor. gC1q-R migrates as a single chain under both reducing and non-reducing conditions, but it behaves as an oligomer on gel-filtration in non-dissociating conditions. Its multimer formation may be a critical process by which the gC1q-R molecule increases its affinity for multivalent ligands such as C1q. gC1q-R has been shown to inhibit complement activation by preventing the binding of C1q to antibodies, suggesting that the binding site for gC1q-R and the binding site for immune complexes, which are present on the C1q globular ‘heads’, may be located at the same position. gC1q-R is capable of interacting with several proteins involved in blood clotting, namely, thrombin, prothrombin, the heparinbinding form of vitronectin, the ternary complex, vitronectin-thrombin-antithrombin, as well as high-molecular-weight kininogen and Hageman factor. Besides its role in the complement pathway, gC1q-R participates in enhancement of Fc-receptor and CR1-mediated phagocytosis, procoagulant activity on platelets, and chemotactic activity on mast cells, eosinophils, neutrophils, and fibroblasts. gC1q-R is expressed on a wide variety of cells and can serve as a binding site for plasma and microbial proteins. Its antigenic sites may be cryptic on cells in suspension but become exposed when the cells are fixed by bifunctional cross-linkers. Probably it is also expressed on the cell membrane as a tetramer. Crosslinking or activation may thus bring about a tetrameric assembly of gC1q-R followed by a conformational change within the molecule, thereby exposing epitopes which are otherwise hidden. A form of GC1q-R is also found inside the cell. Intracellular gC1q-R has been shown to bind the cytoplasmic tail of the α1B-adrenergic receptor and to PKCμ. The monoclonal antibody 60.11 is directed against epitopes situated within the NH2-terminal stretch of gC1q-R corresponding to residues 76-93. Clone 60.11 recognizes the putative C1q binding site and reacts with the mature form, but has poor or no reactivity with the truncated form, lacking residues 74- 95. | Monoclonal antibodies | 0.2 ml (100 µg/ml) 0.2 µm filtered antibody solution in PBS, containing 0.1% bovine serum albumin. | For flow cytometry and Western blotting, dilutions to be used depend on detection system applied. It is recommended that users test the reagent and determine their own optimal dilutions. The typical starting working dilution is 1:50. For functional studies, in vitro dilutions have to be optimized in user's experimental setting. | Recombinant-gC1q-R corresponding to mature gC1q-R (amino acids 74-282) | Mouse IgG1 | Human | 1. Ghebrehiwet, B et al; Identification of functional domains on gC1Q-R, a cell surface protein that binds to the globular "heads" of C1Q, using monoclonal antibodies and synthetic peptides. Hybridoma 1996, 5: 333 2. Ghebrehiwet, B et al; Evidence that the two C1q binding membrane proteins, gC1q-R and cC1q-R, associate to form a complex. J Immunol 1997, 159: 1429 3. Ghebrehiwet, B et al; gC1q-R/p33, a member of a new class of multifunctional and multicompartmental cellular proteins, is involved in inflammation and infection. Immunol Rev 2001, 180: 65 4. Grace, K et al; Surface expression of complement receptor gC1q-R/p33 is increased on the plasma membrane of human spermatozoa after capacitation. Biol Reprod 2002, 66: 823 5. Peerschke, E et al; gC1qR/p33 blockade reduces Staphylococcus aureus colonization of target tissues in an animal model of infective endocarditis. Infect Immun 2006, 74: 4418 6. Sansonno, D et al; Role of the receptor for the globular domain of C1q protein in the pathogenesis of hepatitis C virau-related cryoglobulin vascular damage. J Immunol 2009, 183: 6013 | Product should be stored at 4 °C. Under recommended storage conditions, product is stable for one year. | For research use only. Not for use in or on humans or animals or for diagnostics. It is the responsibility of the user to comply with all local/state and federal rules in the use of this product. Hycult Biotech is not responsible for any patent infringements that might result from the use or derivation of this product. |  | Glycoprotein gC1qBP, GC1q-R protein, hyaluronan-binding protein 1, mitochondrial matrix protein p32, p33
https://www.hycultbiotech.com/products/types/hm2011-1 | MCP-1, Human, mAb MNA1 | 20 µg | Flow cytometry, Frozen sections, Functional studies, Immuno assays, Immuno precipitation, Paraffin sections, Western blot |  | Monoclonal antibody MNA.1 (formerly known as 5D3-F7) recognizes human natural and recombinant monocyte chemotactic protein-1 (MCP-1). Monocyte chemotactic protein-1 (MCP-1) is a 11 kDa protein belonging to the CC subgroup of the chemokine superfamily, which stimulate the migration of monocytic cells. In contrast, the CXC chemokines predominantly activate polymorphonuclear leukocytes. The coordinated synthesis and release of MCP-1 plays a central role in both acute and chronic inflammatory processes by controlling the influx of phagocytic cells. Furthermore, their state of activation is in concert with primary inflammatory cytokines, such as IL-1, TNF-a, and IL-6. A selective accumulation of MCP-1 in the cerebrospinal fluid (CSF) of AIDS patients with cytomegalovirus encephalitis, but not with other opportunistic infections or primary lymphomas of the central nervous system , has been described. Furthermore, the chemotactic activity of MCP-1 on monocytic cells has been suggested to play a role in psoriasis, rheumatoid arthritis and atherosclerosis. No cross-reactivity of mAb MNA.1 with other cytokines has been detected. | Monoclonal antibodies | 0.2 ml (100 µg/ml) 0.2 µm filtered antibody solution in PBS, containing 0.1% bovine serum albumin. | For immunohistochemistry, flow cytometry and Western blotting, dilutions to be used depend on detection system applied. It is recommended that users test the reagent and determine their own optimal dilutions. The typical starting working dilution is 1:50. For functional studies- dilutions have to be optimized in user&rsquo;s experimental setting. | Recombinant human MCP-1 | Mouse IgG1 | Human |  | Product should be stored at 4 °C. Under recommended storage conditions, product is stable for at least one year. The exact expiry date is indicated on the label. | For research use only. Not for use in or on humans or animals or for diagnostics. It is the responsibility of the user to comply with all local/state and federal rules in the use of this product. Hycult Biotech is not responsible for any patent infringements that might result from the use or derivation of this product. | FC: Antibody MNA.1 stains intracellular MCP-1.For intracellular staining HUVEC cells were permeabilized with buffer containing- 0.1% saponin. The cells were fixed in 4% paraformaldehyde before staining. As negative control a corresponding isotype control antibody was used- (Ref.5). W: A reduced sample treatment and 15% SDS-Page was used. The band sizes are ~14 and 11 kDa (Ref.1). IHC-P: Tissue sections were fixed in formalin and pretreated with hydrogen peroxide to quench endogenous peroxidases. Antigen retrieval was performed by pressure cooking for 3 minutes in PBS. As negative control the MNA.1 antibody was omitted (Ref.7). IHC-F:- Tissue sections were air dried and pretreated with 3% hydrogen peroxide to quench endogenous peroxidases. As negative control the MNA.1 antibody was omitted (Ref.2). FS: Antibody MNA.1 inhibits migration of monocytes by neutralizing MCP-1(Ref.1). | C-C motif chemokine 2, CCL2, small-inducible cytokine A2, MCAF, HC11
https://www.hycultbiotech.com/products/types/hm2009-1 | TNF-alpha, Human, mAb 4H31 | 20 µg | Flow cytometry, Frozen sections, Functional studies, Immuno assays, Immuno precipitation, Western blot |  | The antibody reacts with human native and recombinant TNF-alpha as assessed by ELISA. The antibody inhibits the biological activity of human native and recombinant TNF-alpha as determined with L929 cells in a cytotoxicity assay. The antibody cross reacts with rhesus and cynomolgus natural TNF-alpha and lacks crossreactivity with human lymphotoxin. | Monoclonal antibodies | 0.2 ml (100 µg/ml) 0.2 µm filtered antibody solution in PBS, containing 0.02% sodium azide and 0.1% bovine serum albumin. | For immunohistology, flow cytometry and Western blotting dilutions to be used depend on detection system applied. It is recommended that users test the reagent and determine their own optimal dilutions. The typical starting working dilution is 1:10. For neutralization of biological activity in vitro dilutions have to be made according to the amount of TNF-alpha to be inactivated. Before use in biological assays, the product must be filter sterilized and depending on the concentration to be used dialyzed against culture medium to remove the sodium azide added. Please inquire for availability of azide free solutions. |  | Mouse IgG1 | Human | 1. Gerspach, J et al; Detection of membrane-bound Tumor Necrosis Factor (TNF): an analysis of TNF-specific reagents. Microsc Res Tech 2000, 50: 243 2. Limb, GA et al; Distribution of TNF-alpha and its reactive vascular adhesion molecules in fibrovascular membranes of proliferative diabetic retinopathy. Br J Ophthalmol 1996, 80: 168 3. Laan van der, N et al; Tumor necrosis factor alpha (TNFalpha) in human skin: a comparison of different antibodies for immunohistochemistry. Arch Dermatol Res 2001, 293: 226 | Product should be stored at 4 °C. Under recommended storage conditions, product is stable for one year. | For research use only. Not for use in or on humans or animals or for diagnostics. It is the responsibility of the user to comply with all local/state and Federal rules in the use of this product. Hycult Biotech is not responsible for any patent infringements that might result with the use of or derivation of this product.
https://www.hycultbiotech.com/products/types/hm2007f-1 | TNF-RII, Human, mAb MR2-1, FITC | 20 µg | Flow cytometry, Functional studies, Immuno assays, Immuno fluorescence, Immuno precipitation, Western blot |  | The antibody MR2-1 reacts with the extra-cellular part of the TNF-RII. It also reacts with the soluble receptor. TNF-RII is present on most cell types and is considered to play a prominent role in cell stimulation by TNF-alpha. TNF-RII molecule is shown to be responsible for stimulation of activated T-lymphocytes by TNF-alpha. The antibody cross reacts with rhesus and cynomolgus natural TNF-RII. | Monoclonal antibodies | 0.2 ml (100 μg/ml) 0.2 μm filtered protein G purified FITC conjugated antibody solution in PBS, containing 1% bovine serum albumin and 0.02% sodium azide. | Dilutions to be used depend on detection system applied. It is recommended that users test the reagent and determine their own optimal dilutions. The typical starting working dilution is 1:50. | sTNF-R75 purified from the culture supernatant of NSO cells (transfected with the extracellular part of TNF-R75) (Ref.1). | Mouse IgG1 | Human | 1. Leeuwenberg, JFM et al; Lipopolysaccharide LPS-mediated soluble TNF-Receptor release and TNF-Receptor expression by monocytes; role of CD14, LPS binding protein and bactericidal/permeability-increasing protein. J Immnol 1994, 152: 5070 2. Leeuwenberg, JFM et al; Slow release of soluble TNF-Receptors by monocytes in vitro. J Immunol 1994, 152: 4036 3. Marchetti, L et al; Tumor necrosis factor (TNF)-mediated neuroprotection against glutamate-induced excitotoxicity is enhanced by N-methyl-D-aspartate receptor activation. Essential role of a TNF receptor 2-mediated phosphatidylinositol 3-kinase-dependent NF-kappa B pathway. J Biol Chem 2004, 279: 32869 4. Fisher, R et al, A TNF Receptor 2 Selective Agonist Rescues Human Neurons from Oxidative Stress-Induced Cell Death. PLoS ONE 2011, 6: e27621 5. Richter, C et al. The Tumor Necrosis Factor Receptor Stalk Regions Define Responsiveness to Soluble versus Membrane-Bound Ligand. Molecular and Cellular Biology 2012, 32:2515 6. Okubo, Y et al. Homogeneous Expansion of Human T-Regulatory Cells Via Tumor Necrosis Factor Receptor 2. Nature SCIENTIFIC REPORTS 2013, 3 : 3153 7. He, X et al; A TNFR2-Agonist Facilitates High Purity Expansion of Human Low Purity Treg Cells. PLoSONE 2016, 11: e0156311 8. Nguyen, D et al; Anti-TNF drives regulatory T cell expansion by paradoxically promoting membrane TNF–TNF-RII binding in rheumatoid arthritis. J. Exp. Med. 2016, 213:1241 | Product should be stored at 4 °C. Under recommended storage conditions, product is stable for at least one year. | For research use only. Not for use in or on humans or animals or for diagnostics. It is the responsibility of the user to comply with all local/state and federal rules in the use of this product. Hbt is not responsible for any patent infringements that might result from the use or derivation of this product. | IA: HM2007 can be used as a capture antibody. IP: The lysate was centrifuged and the supernatant was incubated with 5 mg TNFR2-specific antibody MR2-1 for 2 hours at 4°C. The immuno complexes were precipitated with protein G agarose for two hours at 4°C (Ref.4). W: A reduced protocol was used. The expected band size is ~65 kDa. | Tumor necrosis factor receptor superfamily member 1B, Tumor necrosis factor receptor 2, TNF-R2, Tumor necrosis factor receptor type II, TNFR-II, p75, p80 TNF-alpha receptor, CD120b Gene name: TNFRSF1B, TNFBR, TNFR2
https://www.hycultbiotech.com/products/types/hm2007-1 | TNF-RII, Human, mAb MR2-1 | 20 µg | Flow cytometry, Frozen sections, Functional studies, Immuno assays, Immuno fluorescence, Immuno precipitation, Western blot |  | The antibody MR2-1 reacts with the extra-cellular part of the TNF-RII. It also reacts with the soluble receptor. TNF-RII is present on most cell types and is considered to play a prominent role in cell stimulation by TNF-alpha. TNF-RII molecule is shown to be responsible for stimulation of activated T-lymphocytes by TNF-alpha. The antibody cross reacts with rhesus and cynomolgus natural TNF-RII. | Monoclonal antibodies | 0.2 ml (100 µg/ml) 0.2 µm filtered antibody solution in PBS, containing 0.1% bovine serum albumin. | For immunohistology, flow cytometry and Western blotting dilutions to be used depend on detection system applied. It is recommended that users test the reagent and determine their own optimal dilutions. The typical starting working dilution is 1:10. Advised positive controls for frozen sections are human lymphnodes and for flow cytometry PHA activated T cells. |  | Mouse IgG1 | Human | 1. Leeuwenberg, JFM et al; Slow release of soluble TNF-Receptors by monocytes in vitro. J Immunol 1994, 152: 4036 2. Leeuwenberg, JFM et al; Lipopolysaccharide LPS-mediated soluble TNF-Receptor release and TNF-Receptor expression by monocytes; role of CD14, LPS binding protein and bactericidal/permeability-increasing protein. J Immnol 1994, 152: 5070 3. Marchetti, L et al; Tumor necrosis factor (TNF)-mediated neuroprotection against glutamate-induced excitotoxicity is enhanced by N-methyl-D-aspartate receptor activation. Essential role of a TNF receptor 2-mediated phosphatidylinositol 3-kinase-dependent NF-kappa B pathway. J Biol Chem 2004, 279: 32869 | Product should be stored at 4 °C. Under recommended storage conditions, product is stable for one year. | For research use only. Not for use in or on humans or animals or for diagnostics. It is the responsibility of the user to comply with all local/state and Federal rules in the use of this product. Hycult Biotech is not responsible for any patent infringements that might result with the use of or derivation of this product.
https://www.hycultbiotech.com/products/types/hm2005-1 | TNF-RI, Human, mAb MR1-2 | 20 µg | Flow cytometry, Functional studies |  | The antibody MR1-2 reacts with the extra-cellular part of the TNF-RI. It also reacts with the soluble receptor. TNF-RI is present on most cell types and is considered to play a prominent role in cell stimulation by TNF-alpha: Induction of cytotoxicity and other functions are mediated largely via TNF-RI. The antibody cross reacts with rhesus and cynomolgus natural TNF-RI. | Monoclonal antibodies | 0.2 ml (100 μg/ml) 0.2 μm filtered protein G purified antibody solution in PBS containing 0.1% bovine serum albumin. The endotoxin concentration is < 24 EU/mg, determined with HIT302 LAL Assay. | Dilutions to be used depend on detection system applied. It is recommended that users test the reagent and determine their own optimal dilutions. The typical starting working dilution is 1:50. | Extracellular part of TNF-R55 | Mouse IgG1 | Human | 1. Leeuwenberg, JFM et al; Slow release of soluble TNF-Receptors by monocytes in vitro. J Immunol 1994, 152: 4036 | Product should be stored at 4 °C. Under recommended storage conditions, product is stable for one year. | For research use only. Not for use in or on humans or animals or for diagnostics. It is the responsibility of the user to comply with all local/state and Federal rules in the use of this product. Hbt is not responsible for any patent infringements that might result with the use of or derivation of this product. |  | Tumor necrosis factor receptor superfamily member 1A, Tumor necrosis factor receptor type I Gene name: TNFRSF1A
https://www.hycultbiotech.com/products/types/hm2003-2 | IFN-gamma, Human, mAb F12 | 20 µg | Frozen sections, Functional studies, Immuno assays, Immuno precipitation |  | Monoclonal antibody binds and neutralizes both natural and recombinant human gamma Interferon. Cross reactivity with other cytokines has not been found. The antibody does not react with rodent interferons. Possible applications include the purification of human gamma Interferon and in vitro neutralisation. In general, monoclonal antibodies to gamma Interferon are able to inhibit Schwartzman reactions and in the murine system appear to protect NZB mice against spontaneous development of autoimmune disease. | Monoclonal antibodies | Lyophilized product in PBS, containing 100 µg antibody. Reconstitute the vial by injection of 1 ml distilled or de-ionized water (Caution: vial is under vacuum). | For immunohistology dilutions to be used depend on detection system applied. It is recommended that users test the reagent and determine their own optimal dilutions. The typical starting working dilution is 1:10. For neutralization of biological activity in vitro dilutions have to be made according to the amount of IFN-gamma to be inactivated. One neutralizing unit of anti-human gamma interferon is defined as the amount of antibody sufficient for neutralizing one unit human gamma interferon (ref.: NIH standard Gg23-901-530). |  | Mouse IgG1 | Human | 1. Armstrong, JA et al; Semi-micro, dye-binding assay for rabbit interferon. J Appl Microbiol 1971, 21: 723 2. Billiau, A et al; Gamma-interferon : the match that lights the fire ? Immunol Today 1988, 9: 37 3. Jacob, CO et al; In vivo treatment of (NZB X NZW) F1 lupus-like nephritis with monoclonal antibody to gamma interferon. J Exp Med 1987, 166: 798 4. Meide van der, PH et al; Monoclonal antibodies to human immune interferon and their use in a sensitive solid-phase ELISA. J Immunol Methods 1985, 79: 293 | Lyophilized product should be stored at 4 °C. Store stock solution in aliquots at -20 °C. Repeated freeze and thaw cycles will cause loss of activity. Under recommended storage conditions, product is stable for one year. | For research use only. Not for use in or on humans or animals or for diagnostics. It is the responsibility of the user to comply with all local/state and Federal rules in the use of this product. Hycult Biotech is not responsible for any patent infringements that might result with the use of or derivation of this product.
https://www.hycultbiotech.com/products/types/hm2002-1 | CD166, Human, mAb AZN-L50 | 20 µg | Flow cytometry, Frozen sections, Functional studies, Immuno fluorescence, Immuno precipitation, Paraffin sections, Western blot |  | The monoclonal antibody AZN-L50 recognizes activated leukocyte cell adhesion molecule (ALCAM), a member of the immunoglobulin superfamily and has a characteristic VVC2C2C2 domain structure. ALCAM is a type I transmembrane protein of 100 kDa with five extracellular immunoglobulin-like domains and a short cytoplasmic tail. ALCAM mediates homotypic ALCAM-ALCAM interactions and heterotypic interactions with the T-cell antigen CD6. Homotypic interactions are involved in the development and maintenance of tissue architecture and tumor progression. Heterotypic interactions initiate and stabilize T-cell-dendritic interactions affecting T-cell activation. ALCAM is secreted as a NH2-terminal fragment of 30 kD. Soluble ALCAM (sALCAM) induces divergent biological signals and responses. ALCAM shows a characteristic, temporal and spatial distribution in development of a wide variety of tissues and cells in health and disease. ALCAM is expressed on a wide variety of cells, within the leukocyte population its expression is particularly high on dentritic cells. ALCAM is involved in various physiological processes including hematopoieses, thymus development, the immune response, neurite extension, neural cell migration, embryogenesis, neurogenesis, angiogenesis, osteogenesis and is a marker for pluripotent mesenchymal stem cells. The monoclonal antibody AZN-L50 completely blocks homophilic ALCAM-ALCAM interaction. | Monoclonal antibodies | 0.2 ml (100 µg/ml) 0.2 µm filtered antibody solution in PBS, containing 0.1% bovine serum albumin | For immunohistology, flow cytometry and Western blotting, dilutions to be used depend on detection system applied. It is recommended that users test the reagent and determine their own optimal dilutions. The typical starting working dilution is 1:50. For functional studies, in vitro dilutions have to be optimized in user&rsquo;s experimental setting. | CD166 expressing K562 cells | Mouse IgG2a | Human | 1. Kempen van, L et al; Molecular basis for the homophilic activated leukocyte cell adhesion molecule (ALCAM)-ALCAM interaction. J Biol Chem 2001, 276: 25783 2. Lunter, P et al; Activated leukocyte cell adhesion molecule (ALCAM/CD166/MEMD), a novel actor in invasive growth, controls matrix metalloproteinase activity. Cancer Res 2005, 65: 8801 3. Zimmerman, A et al; Long-term engagement of CD6 and ALCAM is essential for T-cell proliferation induced by dendritic cells. Blood 2006, 107: 3212 4. Riet te, J et al; Distinct kinetic and mechanical properties govern ALCAM-mediated interactions as shown by single-molecule force spectroscopy. J Cell Sci 2007, 120: 3965 5. Bladergroen, B et al; Spatially separated distribution and highly flexible expression of adhesion molecules facilitates dynamic hematopoiesis. J Med Sci 2007, 7:1239 6. Kilsdonk van, J et al; Attenuation of melanoma invasion by a secreted variant of activated leukocyte cell adhesion molecule. Cancer Res 2008, 68:3671 | Product should be stored at 4 °C. Under recommended storage conditions, product is stable for one year. | For research use only. Not for use in or on humans or animals or for diagnostics. It is the responsibility of the user to comply with all local/state and federal rules in the use of this product. Hycult Biotech is not responsible for any patent infringements that might result from the use or derivation of this product. | IHC-F:- Tissue sections were fixed in acetone FC: Antibody AZN-L50 stains the extracellular domain of ALCAM. K562 cells (2x105) were stained with 4 µg/ml antibody. FS: Antibody AZN-L50 functions as an blocking antibody for homotypic ALCAM-ALCAM interaction. IF: Antibody AZN-L50 (4 µg/ml) was used on methanol/acetone fixed monolayers of cells grown on a glass surface. IP: Radioactive labelled KG1a cells were lysed and precipitated with 1 µg of antibody coupled to Protein G Sepharose 4 Fast Flow beads. IHC-P: Tissue sections were pretreated by heating in a rice steamer in citrate buffer for 10 minutes for antigen retrieval. Tissue sections were blocked with normal horse serum. W: A non-reduced sample treatment and 6,5 % SDS-Page was used. The mature protein has a band size of 100 kDa and the soluble form 30 kDa. | Activated leukocyte cell adhesion molecule, ALCAM, CD166.
https://www.hycultbiotech.com/products/types/hm2001-1 | IL-6, Human, mAb 5E1 | 20 µg | Functional studies, Immuno assays, Immuno precipitation, Western blot |  | The antibody reacts with human native and recombinant IL-6 as assessed by ELISA. The antibody inhibits the biological activity of human native and recombinant IL-6 as determined with the B9 cell bioassay. The antibody cross reacts with rhesus and cynomolgus natural IL6. | Monoclonal antibodies | 0.2 ml (100 µg/ml) 0.2 µm filtered protein G purified antibody solution in PBS, containing 0.1% bovine serum albumin. | For Western blotting dilutions to be used depend on detection system applied. It is recommended that users test the reagent and determine their own optimal dilutions, starting with undiluted material. For neutralization of biological activity in vitro dilutions have to be made according to the amount of IL-6 to be inactivated. Before use in biological assays, the product must be filter sterilized and depending on the concentration to be used dialyzed against culture medium to remove the sodium azide added. Please inquire for availability of azide free solutions. |  | Mouse IgG1 | Human |  | Product should be stored at 4 °C. Under recommended storage conditions, product is stable for one year. | For research use only. Not for use in or on humans or animals or for diagnostics. It is the responsibility of the user to comply with all local/state and Federal rules in the use of this product. Hycult Biotech is not responsible for any patent infringements that might result with the use of or derivation of this product.
https://www.hycultbiotech.com/products/types/hm1139-1 | Properdin, Mouse, mAb H4 | 20 µg | Functional studies, Immuno assays, Immuno fluorescence, Western blot |  | Monoclonal antibody H4 recognizes mouse properdin. The complement system is the first line of defense against pathogens and facilitates elimination of apoptotic and damaged cells. Positive regulator plasma protein properdin is critical for the alternative pathway of complement. It is a single-chain glycoprotein (ca 53kDa) consisting of six TSR sequences. In the blood it exists as a mixture of preferably head-to-tail trimers, but also dimers and tetramers. The protein is produced by leukocytes, like activated neutrophils monocytes and T-lymphocytes, but also by eg. stressed endothelial cells. Properdin can both initiate and positively regulate the alternative pathway activity together with C3 and factors B, D, I and H. It binds to C3b where It stabilizes the labile C3bBb convertase which is deposited on immune complexes or foreign surfaces. Thereby enhancing the AP by stimulation of amplification of C3bBb-convertase formation in competition with catabolism of C3b by factor I, which uses factor H as a cofactor. The local amplification process leads to the creation of the alternative pathway C5 convertase, C3bBb3b, and initiates the terminal pathway of complement activation. The alternative pathway may account for ca 80% of the terminal pathway activity. Properdin has also been shown to directly limit factor H activity. Recent studies show that properdin is also a pattern-recognition receptor (PRR) able to bind directly to microbial surfaces, apoptotic and necrotic cells (dangerous nonself and altered self). Inappropriate activation or dysregulation of the alternative pathway is a critical factor in development of several autoimmune conditions. Targets opsonized with properdin are labeled for clearance by scavenger cells, even without complement. This makes it a potential therapeutic target in diseases. Recent studies has shown renewed interest in the evaluating role of properdin in disease pathogenesis, like Asthma, arthritis, septic shock, AMD and C3 glomerulopathy. | Monoclonal antibodies | 0.2 ml (100 μg/ml) 0.2 μm protein G purified antibody solution in PBS. | Dilutions to be used depend on detection system applied. It is recommended that users test the reagent and determine their own optimal dilutions. The typical starting working dilution is 1:50. | Recombinant his-tagged mTSR5/6 isolated from E.coli (refolded) | Armenian hamster IgG | Mouse | 1. Zhou H et al; A fibrinogen-specific antibody induces abdominal aortic aneurysm in mice through complement lectin pathway activation. Proc. Natl. Acad. Sci. USA 2013, 110:E4335 2. Bertram, P et al; Anti-Mouse Properdin TSR 5/6 Monoclonal Antibodies Block Complement Alternative Pathway-dependent Pathogenesis. Monoclon Antib Immunodiagn Immunother 2015, 34:1. | Product should be stored at 4°C. Under recommended storage conditions, product is stable for at least one year. | For research use only. Not for use in or on humans or animals or for diagnostics. It is the responsibility of the user to comply with all local/state and federal rules in the use of this product. Hycult Biotech is not responsible for any patent infringements that might result from the use or derivation of this product. | W: A reduced sample treatment and SDS-Page was used. The band size for native properdin is ~52 kDa and the antibody recognizes recombinant TSR5/6 antigen which has a band size of ~18 kDa (Ref.2).< IA: Antibody H4 can be used as capture and detection antibody. FS: Antibody H4 abrogated alternative pathway activity and full inhibitory activity lasted at least 14 days (Ref.2). | Complement factor P Gene name: Cfp, Pfc
https://www.hycultbiotech.com/products/types/hm1137f-1 | DNAM-1, Mouse, mAb TX92, FITC | 20 µg | Flow cytometry, Functional studies |  | DNAX accessory molecule-1 (DNAM-1) is a 65 kDa type I transmembrane glycoprotein and a member of the immunoglobulin superfamily. DNAM-1 is constitutively expressed on a majority of T cells, NK cells and macrophages. Interaction of DNAM-1 with DNAM-1 ligands CD155 and CD112 induces intercellular adhesion, infiltration and cell signaling, resulting in a variety of cellular responses including innate and adaptive immunities. | Monoclonal antibodies | 0.2 ml (100 µg/ml) 0.2 µm filtered FITC conjugated antibody solution in PBS, containing 0.1% bovine serum albumin and 0.02% sodium azide. | For flow cytometry, dilutions to be used depend on detection system applied. It is recommended that users test the reagent and determine their own optimal dilutions. The typical starting working dilution is 1:25. For functional studies, in vitro dilutions have to be optimized in user’s experimental setting. | BW5417 transfectant expressing mouse DNAM-1, boosted with DNAM-1-fc fusion protein. | Rat IgG2b | Mouse | 1. Yamashita, Y et al; Establishment and characterization of a novel anti-DNAM-1 monoclonal antibody. Monoclon Antib immunodiagn Immunother 2013, 32: 60 | Product should be stored at 4°C. Under recommended storage conditions, product is stable for at least one year. The exact expiry date is indicated on the label. | For research use only. Not for use in or on humans or animals or for diagnostics. It is the responsibility of the user to comply with all local/state and federal rules in the use of this product. Hycult Biotech is not responsible for any patent infringements that might result from the use or derivation of this product. | FC: Antibody TX92 stains the extracellular domain of DNAM-1. FS: Antibody TX92 has an inhibitory function of DNAM-1 binding to the ligands. It additionally causes partial depletion of PB CD8+ T cells (Ref.1). | DNAX accessory molecule-1, Cluster of Differentiation 226, PTA1
https://www.hycultbiotech.com/products/types/hm1138-1 | Properdin, Mouse, mAb E12 | 20 µg | Functional studies, Immuno assays, Western blot |  | Monoclonal antibody E12 recognizes mouse properdin. The complement system is the first line of defense against pathogens and facilitates elimination of apoptotic and damaged cells. Positive regulator plasma protein properdin is critical for the alternative pathway of complement. It is a single-chain glycoprotein (ca 53kDa) consisting of six TSR sequences. In the blood it exists as a mixture of preferably head-to-tail trimers, but also dimers and tetramers. The protein is produced by leukocytes, like activated neutrophils monocytes and T-lymphocytes, but also by eg. stressed endothelial cells. Properdin can both initiate and positively regulate the alternative pathway activity together with C3 and factors B, D, I and H. It binds to C3b where It stabilizes the labile C3bBb convertase which is deposited on immune complexes or foreign surfaces. Thereby enhancing the AP by stimulation of amplification of C3bBb-convertase formation in competition with catabolism of C3b by factor I, which uses factor H as a cofactor. The local amplification process leads to the creation of the alternative pathway C5 convertase, C3bBb3b, and initiates the terminal pathway of complement activation. The alternative pathway may account for ca 80% of the terminal pathway activity. Properdin has also been shown to directly limit factor H activity. Recent studies show that properdin is also a pattern-recognition receptor (PRR) able to bind directly to microbial surfaces, apoptotic and necrotic cells (dangerous nonself and altered self). Inappropriate activation or dysregulation of the alternative pathway is a critical factor in development of several autoimmune conditions. Targets opsonized with properdin are labeled for clearance by scavenger cells, even without complement. This makes it a potential therapeutic target in diseases. Recent studies has shown renewed interest in the evaluating role of properdin in disease pathogenesis, like Asthma, arthritis, septic shock, AMD and C3 glomerulopathy. | Monoclonal antibodies | 0.2 ml (100 μg/ml) 0.2 μm protein G purified antibody solution in PBS. | Dilutions to be used depend on detection system applied. It is recommended that users test the reagent and determine their own optimal dilutions. The typical starting working dilution is 1:50. | Recombinant his-tagged mTSR5/6 isolated from E.coli (refolded) | Armenian hamster IgG | Mouse | 1. Bertram, P et al; Anti-Mouse Properdin TSR 5/6 Monoclonal Antibodies Block Complement Alternative Pathway-dependent Pathogenesis. Monoclon Antib Immunodiagn Immunother 2015, 34:1. | Product should be stored at 4°C. Under recommended storage conditions, product is stable for at least one year. | For research use only. Not for use in or on humans or animals or for diagnostics. It is the responsibility of the user to comply with all local/state and federal rules in the use of this product. Hycult Biotech is not responsible for any patent infringements that might result from the use or derivation of this product. | W: A reduced sample treatment and SDS-Page was used. The band size for native properdin is ~52 kDa and the antibody recognizes recombinant TSR5/6 antigen which has a band size of ~18 kDa (Ref.1). IA: Antibody E12 can be used as capture and detection antibody. FS: Antibody E12 abrogated alternative pathway activity and full inhibitory activity lasted at least 14 days (Ref.1). | Complement factor P Gene name: Cfp, Pfc
https://www.hycultbiotech.com/products/types/hm1137-1 | DNAM-1, Mouse, mAb TX92 | 20 µg | Flow cytometry, Functional studies |  | DNAX accessory molecule-1 (DNAM-1) is a 65 kDa type I transmembrane glycoprotein and a member of the immunoglobulin superfamily. DNAM-1 is constitutively expressed on a majority of T cells, NK cells and macrophages. Interaction of DNAM-1 with DNAM-1 ligands CD155 and CD112 induces intercellular adhesion, infiltration and cell signaling, resulting in a variety of cellular responses including innate and adaptive immunities. | Monoclonal antibodies | 0.2 ml (100 µg/ml) 0.2 µm filtered antibody solution in PBS, containing 0.1% bovine serum albumin. | For flow cytometry, dilutions to be used depend on detection system applied. It is recommended that users test the reagent and determine their own optimal dilutions. The typical starting working dilution is 1:25. For functional studies, in vitro dilutions have to be optimized in user’s experimental setting. | BW5417 transfectant expressing mouse DNAM-1, boosted with DNAM-1-fc fusion protein. | Rat IgG2b | Mouse | 1. Yamashita, Y et al; Establishment and characterization of a novel anti-DNAM-1 monoclonal antibody. Monoclon Antib immunodiagn Immunother 2013, 32: 60 | Product should be stored at 4°C. Under recommended storage conditions, product is stable for at least one year. The exact expiry date is indicated on the label. | For research use only. Not for use in or on humans or animals or for diagnostics. It is the responsibility of the user to comply with all local/state and federal rules in the use of this product. Hycult Biotech is not responsible for any patent infringements that might result from the use or derivation of this product. | FC: Antibody TX92 stains the extracellular domain of DNAM-1. FS: Antibody TX92 has an inhibitory function of DNAM-1 binding to the ligands. It additionally causes partial depletion of PB CD8+ T cells (Ref.1). | DNAX accessory molecule-1, Cluster of Differentiation 226, PTA1
https://www.hycultbiotech.com/products/types/hm1131-1 | Pentraxin 3, Mouse, mAb 6B11 | 20 µg | Flow cytometry, Frozen sections, Functional studies, Immuno assays, Western blot |  | Monoclonal antibody 6B11 recognizes mouse pentraxin 3 (PTX3). The first line of defense against pathogens is represented by the innate immune system. An important part of this system is the recognition of pathogen associated molecular patterns (PAMPs) by pattern recognition molecules (PRMs). Pentraxins (PTXs) are a family of soluble cyclic pentameric PRMs. Based on primary structure, they can be divided in two groups, short and long PTXs. C-reactive protein (CRP) and serum amyloid P component (SAP) are prototypic short PTXs. Others have been classified as long PTXs. PTXs have a conserved ca 200 amino acid long c-terminal domain containing the PTX signature (HxCxS/TWxS, where x is any amino acid). Human PTX3 encodes a 381 amino acid, 45 kDa secretory glycoprotein with a 162 amino acid N-terminal extension and a 202 amino acid C-terminal pentraxin domain. There is also a high degree of conservation between from mouse to man. PTX3 is the prototypic long PTX and was originally identified in endothelial cells and fibroblasts. Orthologs of PTX3 have been found in a variety of species. The PTX3 gene consists of three exons and two introns. The first two exons code for the leader peptide and the N-terminal domain of the protein, respectively, and the third exon encodes the pentraxin domain. PTX3 expression can among others be induced by proinflammatory cytokines like TNFα, Il1β and TLR agonists. Whereas short PTXs are produced in the liver, the main source of PTX3 expression are myeloid dendritic cells but expression is also seen in monocytes, macrophages, endothelial cells (constitutively expressed), fibroblasts, smooth muscle cells, kidney epithelial cells, synovial cells, chondrocytes, adipocytes, alveolar epithelial cells, granulosa cells and glial cells. PTX3 expression can be affected by several pathways. PTX3 is also linked to the complement system. It binds to C1q, complement factor H and ficolin-2 and is therefore involved in the classical, alternative as well as the lectin pathway of complement. PTX3 seems to have a important regulating role of complement mediated immune responses. PTX3 acts as an acute phase protein and is a potential marker for infectious, inflammatory and cardiovascular pathologies. PTX3 may play a role in vascular pathology, including atherosclerosis and restenosis, and has been considered as a marker of vascular damage. In humans, PTXs levels are correlated with the risk of developing of vascular events. It is expected that PTX3 have a cardiovascular protective effect. Furthermore, PTX3 upregulation is observed in the endothelium from patients affected by systemic sclerosis, a disease characterized by insufficient angiogenesis. The latter seems to be mediated via fibroblast growth factor 2 (FGF2). The anti-angiogenic affect of PTX3, via FGF2, has also potential to interfere with tumor progression. Like CRP and SAP, PTX3 binds apoptotic cells and debris, and has been associated with the response to tissue damage. This recognition of apoptotic cells is shared by other components of innate immunity (e.g. collectins). PTX3 expression can be affected by several pathways. PTX3 is also linked to the complement system. It binds to C1q, complement factor H and ficolin-2 and is therefore involved in the classical, alternative as well as the lectin pathway of complement. PTX3 seems to have a important regulating role of complement mediated immune responses. PTX3 acts as an acute phase protein and is a potential marker for infectious, inflammatory and cardiovascular pathologies. PTX3 may play a role in vascular pathology, including atherosclerosis and restenosis, and has been considered as a marker of vascular damage. In humans, PTXs levels are correlated with the risk of developing of vascular events. It is expected that PTX3 have a cardiovascular protective effect. Furthermore, PTX3 upregulation is observed in the endothelium from patients affected by systemic sclerosis, a disease characterized by insufficient angiogenesis. The latter seems to be mediated via fibroblast growth factor 2 (FGF2). The anti-angiogenic affect of PTX3, via FGF2, has also potential to interfere with tumor progression. Like CRP and SAP, PTX3 binds apoptotic cells and debris, and has been associated with the response to tissue damage. This recognition of apoptotic cells is shared by other components of innate immunity (e.g. collectins). | Monoclonal antibodies | 0.2 ml (100 µg/ml) 0.2 µm filtered antibody solution in PBS, containing 0.1% bovine serum albumin. | For flow cytometry, immuno assay and Western blotting, dilutions to be used depend on detection system applied. It is recommended that users test the reagent and determine their own optimal dilutions. The typical starting working dilution is 1:50. For functional studies, in vitro dilutions have to be optimized in user’s experimental setting. | Recombinant mouse PTX3 | Mouse IgG1 | Mouse |  | Product should be stored at 4°C. Under recommended storage conditions, product is stable for at least one year. The exact expiry date is indicated on the label. | For research use only. Not for use in or on humans or animals or for diagnostics. It is the responsibility of the user to comply with all local/state and federal rules in the use of this product. Hycult Biotech is not responsible for any patent infringements that might result from the use or derivation of this product. | W: A reduced sample treatment and SDS-Page was used.
https://www.hycultbiotech.com/products/types/hm1130-1 | Pentraxin 3, Mouse, mAb 2C3 | 20 µg | Flow cytometry, Functional studies, Immuno assays, Immuno fluorescence, Immuno precipitation, Western blot |  | Monoclonal antibody 2C3 recognizes mouse pentraxin 3 (PTX3). The first line of defense against pathogens is represented by the innate immune system. An important part of this system is the recognition of pathogen associated molecular patterns (PAMPs) by pattern recognition molecules (PRMs). Pentraxins (PTXs) are a family of soluble cyclic pentameric PRMs. Based on primary structure, they can be divided in two groups, short and long PTXs. C-reactive protein (CRP) and serum amyloid P component (SAP) are prototypic short PTXs. Others have been classified as long PTXs. PTXs have a conserved ca 200 amino acid long c-terminal domain containing the PTX signature (HxCxS/TWxS, where x is any amino acid). Human PTX3 encodes a 381 amino acid, 45 kDa secretory glycoprotein with a 162 amino acid N-terminal extension and a 202 amino acid C-terminal pentraxin domain. There is also a high degree of conservation between from mouse to man. PTX3 is the prototypic long PTX and was originally identified in endothelial cells and fibroblasts. Orthologs of PTX3 have been found in a variety of species. The PTX3 gene consists of three exons and two introns. The first two exons code for the leader peptide and the N-terminal domain of the protein, respectively, and the third exon encodes the pentraxin domain. PTX3 expression can among others be induced by proinflammatory cytokines like TNFα, Il1β and TLR agonists. Whereas short PTXs are produced in the liver, the main source of PTX3 expression are myeloid dendritic cells but expression is also seen in monocytes, macrophages, endothelial cells (constitutively expressed), fibroblasts, smooth muscle cells, kidney epithelial cells, synovial cells, chondrocytes, adipocytes, alveolar epithelial cells, granulosa cells and glial cells. PTX3 expression can be affected by several pathways. PTX3 is also linked to the complement system. It binds to C1q, complement factor H and ficolin-2 and is therefore involved in the classical, alternative as well as the lectin pathway of complement. PTX3 seems to have a important regulating role of complement mediated immune responses. PTX3 acts as an acute phase protein and is a potential marker for infectious, inflammatory and cardiovascular pathologies. PTX3 may play a role in vascular pathology, including atherosclerosis and restenosis, and has been considered as a marker of vascular damage. In humans, PTXs levels are correlated with the risk of developing of vascular events. It is expected that PTX3 have a cardiovascular protective effect. Furthermore, PTX3 upregulation is observed in the endothelium from patients affected by systemic sclerosis, a disease characterized by insufficient angiogenesis. The latter seems to be mediated via fibroblast growth factor 2 (FGF2). The anti-angiogenic affect of PTX3, via FGF2, has also potential to interfere with tumor progression. Like CRP and SAP, PTX3 binds apoptotic cells and debris, and has been associated with the response to tissue damage. This recognition of apoptotic cells is shared by other components of innate immunity (e.g. collectins). | Monoclonal antibodies | 0.2 ml (100 µg/ml) 0.2 µm filtered antibody solution in PBS, containing 0.1% bovine serum albumin. | For flow cytometry, immuno assay, immuno fluorescence, immuno precipitation and Western blotting, dilutions to be used depend on detection system applied. It is recommended that users test the reagent and determine their own optimal dilutions. The typical starting working dilution is 1:50. For functional studies, in vitro dilutions have to be optimized in user’s experimental setting. | Recombinant mouse PTX3 | Mouse IgG1 | Mouse |  | Product should be stored at 4°C. Under recommended storage conditions, product is stable for at least one year. The exact expiry date is indicated on the label. | For research use only. Not for use in or on humans or animals or for diagnostics. It is the responsibility of the user to comply with all local/state and federal rules in the use of this product. Hycult Biotech is not responsible for any patent infringements that might result from the use or derivation of this product. | FC: Antibody 2C3 stains the intra and extracellular domain of Pentraxin 3. For intracellular staining cells were permeabilized with buffer containing triton. As positive control transfected cells were used. W: A non-reduced sample treatment and SDS-Page was used. The band size is 400 kDa.
https://www.hycultbiotech.com/products/types/hm1127-1 | CRAMP, Mouse, mAb LF7-BB3 | 20 µg | Functional studies, Immuno assays |  | The monoclonal antibody LF7-BB3 recognizes the mouse protein Cathelin-Related AntiMicrobial Peptide (Cramp). Cathelicidins are a familiy of antimicrobial proteins predominantly found in the peroxidase-negative granules of neutrophils. the cathelicidins are synthesized as preproteins. Within the neutrophils, they are stored in granules as inactive proforms after removal of the signal peptide. The biologic active domains of the cathelicidins reside in the C-terminus. The C-terminal antimicrobial peptides are activated when cleaved from the proforms of the cathelicidins by serine proteases from azurophilic granules. Cramp (Cathelin-Related Anti-Microbial Peptide) is the mouse analogue of human LL-37 peptide, which is the antibacterial C-terminus of hCAP-18 (human cathelicidin). CRAMP forms an amphipathic α-helix similar to other antimicrobial peptides. Cramp is a potent antibiotic against Gram-negative bacteria by inhibiting growth of a variety of bacterial strains and by permeabilizing the inner membrane of E.coli directly. Abundant expression of Cramp is found in myeloid precursors and neutrophils. Cramp represents the first antibiotic peptide found in cells of myeloid lineage in the mouse. Inflammatory cells in the mouse can thus use a non-oxidative mechanism for microbial killing. The monoclonal antibody LF7-BB3 is suitable as a capture and/or detection in an immunoassay (ELISA). | Monoclonal antibodies | 0.2 ml (100 μg/ml) 0.2 µm filtered in PBS+0.1%BSA |  | Full length mouse CRAMP peptide. | Mouse IgG1 | Mouse |  | Product should be stored at 4°C. Under recommended storage conditions, product is stable for at least one year. | For research use only. Not for use in or on humans or animals or for diagnostics. It is the responsibility of the user to comply with all local/state and federal rules in the use of this product. Hycult Biotech is not responsible for any patent infringements that might result from the use or derivation of this product. | - IA: Antibody clone LF7-BB3 used as capture and detection antibody. - FS: The bacterial activity of cramp peptide can be blocked with HM1127 in a dose dependent way. - HM1127 cannot be used for Western blot. | Cathelicidin antimicrobial peptide, Cathelin-like protein, CLP Gene name: Camp, Cnlp, Cramp Entrez Gene ID: 12796 Uniprot: P51437
https://www.hycultbiotech.com/products/types/hm1125-1 | CRAMP, Mouse, mAb AC6-DH2 | 20 µg | Functional studies, Immuno assays |  | The monoclonal antibody AC6-DH2 recognizes the mouse protein Cathelin-Related AntiMicrobial Peptide (Cramp). Cathelicidins are a familiy of antimicrobial proteins predominantly found in the peroxidase-negative granules of neutrophils. the cathelicidins are synthesized as preproteins. Within the neutrophils, they are stored in granules as inactive proforms after removal of the signal peptide. The biologic active domains of the cathelicidins reside in the C-terminus. The C-terminal antimicrobial peptides are activated when cleaved from the proforms of the cathelicidins by serine proteases from azurophilic granules. Cramp (Cathelin-Related Anti-Microbial Peptide) is the mouse analogue of human LL-37 peptide, which is the antibacterial C-terminus of hCAP-18 (human cathelicidin). CRAMP forms an amphipathic α-helix similar to other antimicrobial peptides. Cramp is a potent antibiotic against Gram-negative bacteria by inhibiting growth of a variety of bacterial strains and by permeabilizing the inner membrane of E.coli directly. Abundant expression of Cramp is found in myeloid precursors and neutrophils. Cramp represents the first antibiotic peptide found in cells of myeloid lineage in the mouse. Inflammatory cells in the mouse can thus use a non-oxidative mechanism for microbial killing. | Monoclonal antibodies | 0.2 ml (100 μg/ml) 0.2 µm filtered in PBS+0.1%BSA |  | Full length mouse CRAMP peptide. | Mouse IgG1 | Mouse |  | Product should be stored at 4°C. Under recommended storage conditions, product is stable for at least one year. | For research use only. Not for use in or on humans or animals or for diagnostics. It is the responsibility of the user to comply with all local/state and federal rules in the use of this product. Hycult Biotech is not responsible for any patent infringements that might result from the use or derivation of this product. | - IA: Antibody clone AC6-DH2 used as capture and detection antibody. - FS: The bacterial activity of cramp peptide can be blocked with HM1125 in a dose dependent way. - HM1125 cannot be used for Western blot. | Cathelicidin antimicrobial peptide, Cathelin-like protein, CLP Gene name: Camp, Cnlp, Cramp Entrez Gene ID: 12796 Uniprot: P51437
https://www.hycultbiotech.com/products/types/hm1124-1 | EMAP-II, Mouse, mAb M7/1 | 20 µg | Flow cytometry, Functional studies, Immuno assays, Western blot |  | Monoclonal antibody- clone M7/1 recognizes human endothelial-monocyte-activating polypeptide II (EMAP II). EMAPII is a proinflammatory cytokine and chemoattractant of macrophages and polymorphonuclear lymphocytes. The protein was initially identified as a product of murine methylcholanthrene A-induced fibrosarcoma cells. EMAP II is synthesized as a 34 kDa precursor molecule (proEMAP),- it can run anomalously in SDSpage at 43 kDa, and is enzymatically cleaved to produce a biologically active 22 kDa mature polypeptide. It modulates a range of properties of endothelial cells, monocytes, and neutrophils in vitro, and induces an acute inflammatory reaction and tumor regression in vivo. Later it was found to be anti-angiogenic and capable of induction of apoptosis in proliferation and hypoxic endothelial cells in vitro in tumor vasculature in vivo. EMAP II is released from cells, by a yet unknown mechanism, as pro- and mature EMAP II proteins in response to various forms of cellular stresses, including glucose starvation and hypoxia. Endothelial cells are the main target- for EMAPII and explain the anti-angiogenic property. The anti-tumor effect is expected to a large extent to be mediated through this characteristic. EMAPII is also associated with brain diseases and injury. EMAPII expression is related with leukocytes-infiltrated inflamed tissue and subsequent apoptosis. In solid tumors there is also an immunosuppressive role identified. EMAPII inducing tumor cells induce apoptosis of lymphocytes. EMPAII is considered a marker for microglial cells and macrophages in brain diseases. The distribution of EMAPII and its precursor in biopsies might be applicable as additive diagnostic tool. | Monoclonal antibodies | 0.2 ml (100 µg/ml) 0.2 µm filtered antibody solution in PBS, containing 0.1% bovine serum albumin. | For immune assay and Western blotting, dilutions to be used depend on detection system applied. It is recommended that users test the reagent and determine their own optimal dilutions. The typical starting working dilution is 1:50. For functional studies, in vitro dilutions have to be optimized in user&rsquo;s experimental setting. | Recombinant full-length mouse EMAP II | Rat IgG2a | Mouse | 1. Rajashekhar, G et al; A monoclonal rat anti-mouse EMAP II antibody that functionally neutralizes pro- and mature-EMAP II in vitro. J Immunol Methods 2009, 350: 22. 2. Clauss, M et al; Lung endothelial monocyte-activating protein 2 is a mediator of cigarette smoke-induced emphysema in mice. J Clin Invest 2011, 121: 2470. | Product should be stored at 4 °C. Under recommended storage conditions, product is stable for at least one year. The exact expiry date is indicated on the label. | For research use only. Not for use in or on humans or animals or for diagnostics. It is the responsibility of the user to comply with all local/state and federal rules in the use of this product. Hycult Biotech is not responsible for any patent infringements that might result from the use or derivation of this product. |  | Endothelial cell and monocyte activating proinflammatory cytokine
https://www.hycultbiotech.com/products/types/hm1121-1 | OSCAR, Mouse, mAb 5B8 | 20 µg | Flow cytometry, Functional studies |  | The monoclonal antibody 5B8 reacts with mouse osteoclast-associated receptor (OSCAR), which is a 265 amino acid type 1 transmembrane protein belonging to the leukocyte receptor complex protein family that play critical roles in the regulation of both innate and adaptive immune responses. In mice, OSCAR is a RANKL-inducible gene which- is expressed during the later stages of pre-osteoclast maturation and is shown to be a potent FcR&gamma;-associated costimulatory receptor in vitro. OSCAR promotes osteoclastogenesis in vivo, and OSCAR binding to its collagen ligand led to signaling that- is involved in functional differentiation of leukocytes. In recent studies human OSCAR has been shown to play multiple roles in the immune system including activation and maturation of immune cells, prevention of apoptosis and enhancement of pro-inflammatory circuits. The latter by- inducing intracellular calcium release resulting in sustained IL-8 and chemokine expression leading to chemotaxis of Th2 effector and regulatory T-cells. In a- murine model using calvarias bone explants, the synovial fluid of osteoarthritis patients resulted in increased OSCAR mRNA expression suggesting that OSCAR might contribute to in the degenerative process. Moreover, in a recent study- OSCAR was found to be- induced in monocytes of RA patients, facilitating their differentiation into osteoclasts and bone resorption. The monoclonal antibody, 5B8, can be used for analysis of mouse OSCAR in flow-cytometry as well as functional studies for osteoclastogenesis. | Monoclonal antibodies | 0.2 ml (100 µg/ml) 0.2 µm filtered antibody solution in PBS, containing 0.1% bovine serum albumin. | For flow cytometry and Immuno fluorescence, dilutions to be used depend on detection system applied. It is recommended that users test the reagent and determine their own optimal dilutions. The typical starting working dilution is 1:50. For functional studies, in vitro dilutions have to be optimized in user&rsquo;s experimental setting. |  | Rat IgG2b | Mouse | 1. Koga, T et al; Costimulatory signals mediated by the ITAM motif cooperate with RANKL for bone homeostasis. Nature 2004, 428: 758. 2. Hara, H et al; Cell type-specific regulation of ITAM-mediated NF-{kappa}B activation by the adaptors, CARMA1- and CARD9. J. Immunol 2008, 181: 918. | Product should be stored at 4 °C. Under recommended storage conditions, product is stable for at least one year. The exact expiry date is indicated on the label. | For research use only. Not for use in or on humans or animals or for diagnostics. It is the responsibility of the user to comply with all local/state and federal rules in the use of this product. Hycult Biotech is not responsible for any patent infringements that might result from the use or derivation of this product.
https://www.hycultbiotech.com/products/types/hm1120-1 | RBC, Mouse, mAb 34-3C | 20 µg | Flow cytometry, Functional studies |  | The monoclonal antibody 34-3C recognizes an exposed surface determinant of intact red blood cells (RBC). The high-affinity anti-RBC monoclonal antibody efficiently bind to Fc receptors on macrophages inducing anemia in vivo due to a rapid Fc receptor (FcyR)-mediated erythrophagocytosis of opsonised RBC in spleen and livers. The capacity of the antibody to interact with FcyR is responsible for its haemolytic activity. The monoclonal antibody only recognises antigenic determinants expressed on Mouse RBC and not on other species of RBC. | Monoclonal antibodies | 0.2 ml (100 µg/ml) 0.2 µm filtered antibody solution in PBS, containing 0.1% bovine serum. | For flow cytometry dilutions to be used depend on detection system applied. It is recommended that users test the reagent and determine their own optimal dilutions. The typical starting working dilution is 1:50. For functional studies, in vitro dilutions have to be optimized in user's experimental setting. | RBC | Mouse IgG2a | Mouse | 1. Shibata, T et al; Monoclonal anti-erythrocyte autoantibodies derived from NZB mice cause autoimmune haemolytic anemia by two distinct pathogenic mechanisms. Int. Immun. 1990, 2:1133 2. Fossati-Jimack, L et al; High pathogenic potential of low-affinity autoantibodies in experimental autoimmune haemolytic anemia. J. Exp. Med. 1990, 190:1689 3. Fossati-Jimack, L et al; Selective increase of autoimmune epitope expression on aged erythrocytes in mice: Implications in anti-erythrocyte autoimmune responses. J. Autoimmun. 2002, 18:17 4. Azeredo da Silveira, S et al; Complement activation selectively potentiates the pathogenicity of the IgG2b and IgG3 isotypes of a high-affinity anti-erythrocyte autoantibody. J. Exp. Med. 2002, 195:665 5. Baudino, L et al; Differential contribution of three different activating IgG Fc receptors (FcyRI, FcyRIII and FcyRIV) to IgG2a- and IgG2b-induced autoimmune haemolytic anemia in mice. J. Immunol. 2008, 180:1948 | Product should be stored at 4 °C. Under recommended storage conditions, product is stable for at least one year. The exact expiry date is indicated on the label. | For research use only. Not for use in or on humans or animals or for diagnostics. It is the responsibility of the user to comply with all local/state and federal rules in the use of this product. Hycult Biotech is not responsible for any patent infringements that might result from the use or derivation of this product.
https://www.hycultbiotech.com/products/types/hm1116f-1 | CD59a, Mouse, mAb 7A6, FITC | 20 µg | Flow cytometry, Frozen sections, Functional studies, Immuno assays, Immuno fluorescence, Western blot |  | The monoclonal antibody 7A6 (previously known as mCD59.3) recognizes mouse CD59a, a potent inhibitor of the complement membrane attack complex (MAC) action. CD59 regulates the formation and function of the lytic C5b-9 complex by binding C8 and preventing the unfolding and membrane insertion of C9 and by binding C9 and restricting its polymerization.CD59 is a small (18 - 25 kDa) molecule, linked to the cell membrane through a glycosyl phosphatidylinositol (GPI) anchor and comprising 77 amino acids with a single N-linked carbohydrate group at Asn-18. Analogues of CD59 can be found in all species with similar structures and sizes. In contrast to all other species, mice have two genes encoding a CD59a and a CD59b protein. These two molecules are 63% identical at the amino acid level and share all major structural features. CD59a is broadly distributed on endothelia, erythrocytes, platelets and on numerous other cell types in organs, a distribution pattern resembling that of CD59 in other species. Expression of CD59b is restricted to germ cell elements in the testis and mature spermatozoa. Both CD59a and CD59b inhibit human and rodent complement with similar efficiency. CD59 may be involved in rheumatoid arthritis, motor nerve injury in the Guillain-Barré sydrome and in other diseases where defective inhibition of complement activation on self tissue is involved. Furthermore, CD59 may play an important part in abrogating the effects of complement attack in renal disease. Its presence and protective effect have already been demonstrated on human renal cells. | Monoclonal antibodies | 0.2 ml (100 μg/ml) 0.2 μm filtered protein G purified FITC conjugated antibody solution in PBS, containing 1% bovine serum albumin and 0.02% sodium azide. | Dilutions to be used depend on detection system applied. It is recommended that users test the reagent and determine their own optimal dilutions. The typical starting working dilution is 1:50. | mCD59a-Fc | Mouse IgG1 | Mouse | 1. Harris, C et al; Characterization of the mouse analogues of CD59 using novel monoclonal antibodies: tissue distribution and functional comparison. Immunology 2003, 109: 117 2. Williams, A et al; Deletion of the gene encoding CD59a in mice increases disease severity in a murine model of rheumatoid arthritis. Arthritis Rheum 2004, 50: 3035 3. Willison, H et al; The role of complement and complement regulators in mediating motor nerve terminal injury in murine models of Guillain–Barré syndrome, J Neuroimmunol 2008, 201-202: 172 4. Yang, P et al; Expression and Modulation of RPE Cell Membrane Complement Regulatory Proteins. Invest Ophthalmol Vis Sci 2009, 50: 3473 | Product should be stored at 4 °C. Under recommended storage conditions, product is stable for at least one year. | For research use only. Not for use in or on humans or animals or for diagnostics. It is the responsibility of the user to comply with all local/state and federal rules in the use of this product. Hycult Biotech is not responsible for any patent infringements that might result from the use or derivation of this product. | IA: HM1116 can be used as a detection antibody. IF: Six-micrometer cryosections were fixed with cold acetone for 5 minutes, rehydrated with PBS, and blocked with 5% normal goat serum in 1% BSA/PBS for 30 minutes at RT (Ref.4). W: Samples were run in nonreducing sample buffer, and membranes were incubated overnight at 4°C (Ref.4). The expected band size is ~18 kDa | Membrane attack complex inhibition factor, MACIF, MAC-inhibitory protein, Protectin, CD59 Gene name: CD59A
https://www.hycultbiotech.com/products/types/hm1116-1 | CD59a, Mouse, mAb 7A6 | 20 µg | Flow cytometry, Frozen sections, Functional studies, Immuno assays, Immuno fluorescence, Western blot |  | The monoclonal antibody 7A6 (previously known as mCD59.3) recognizes mouse CD59a, a potent inhibitor of the complement membrane attack complex (MAC) action. CD59 regulates the formation and function of the lytic C5b-9 complex by binding C8 and preventing the unfolding and membrane insertion of C9 and by binding C9 and restricting its polymerization.CD59 is a small (18 - 25 kDa) molecule, linked to the cell membrane through a glycosyl phosphatidylinositol (GPI) anchor and comprising 77 amino acids with a single N-linked carbohydrate group at Asn-18. Analogues of CD59 can be found in all species with similar structures and sizes. In contrast to all other species, mice have two genes encoding a CD59a and a CD59b protein. These two molecules are 63% identical at the amino acid level and share all major structural features. CD59a is broadly distributed on endothelia, erythrocytes, platelets and on numerous other cell types in organs, a distribution pattern resembling that of CD59 in other species. Expression of CD59b is restricted to germ cell elements in the testis and mature spermatozoa. Both CD59a and CD59b inhibit human and rodent complement with similar efficiency. CD59 may be involved in rheumatoid arthritis, motor nerve injury in the Guillain-Barré sydrome and in other diseases where defective inhibition of complement activation on self tissue is involved. Furthermore, CD59 may play an important part in abrogating the effects of complement attack in renal disease. Its presence and protective effect have already been demonstrated on human renal cells. | Monoclonal antibodies | 0.2 ml (100 µ/ml) 0.2 µm filtered antibody solution in PBS, containing 0.1% bovine serum albumin. | For immunohistology, flow cytometry and Western blotting, dilutions to be used depend on detection system applied. It is recommended that users test the reagent and determine their own optimal dilutions. The typical starting working dilution is 1:50. For functional studies, in vitro dilutions have to be optimized in user's experimental setting. | mCD59a-Fc | Mouse IgG1 | Mouse | 1. Harris, C et al; Characterization of the mouse analogues of CD59 using novel monoclonal antibodies: tissue distribution and functional comparison. Immunology 2003, 109: 117 2. Williams, A et al; Deletion of the gene encoding CD59a in mice increases disease severity in a murine model of rheumatoid arthritis. Arthritis Rheum 2004, 50: 3035 3. Willison, H et al; The role of complement and complement regulators in mediating motor nerve terminal injury in murine models of Guillain–Barré syndrome, J Neuroimmunol 2008, 201-202: 172 4. Yang, P et al; Expression and Modulation of RPE Cell Membrane Complement Regulatory Proteins. Invest Ophthalmol Vis Sci 2009, 50: 3473 | Product should be stored at 4 °C. Under recommended storage conditions, product is stable for one year. | For research use only. Not for use in or on humans or animals or for diagnostics. It is the responsibility of the user to comply with all local/state and federal rules in the use of this product. Hycult Biotech is not responsible for any patent infringements that might result from the use or derivation of this product. |  | Membrane attack complex inhibition factor, MACIF, MAC-inhibitory protein, Protectin, CD59
https://www.hycultbiotech.com/products/types/hm1111f-1 | TIM-4, Mouse, mAb Kat5-18, FITC | 20 µg | Flow cytometry, Functional studies, Immuno assays, Immuno fluorescence |  | The monoclonal antibody Kat5-18 recognizes T-cell immunoglobulin and mucin domain containing molecule (TIMD-4, also called TIM-4). TIMD-4 is a type I transmembrane protein belonging to the immunoglobulin superfamily, containing one Ig-like V-type (immunoglobulin-like) domain. TIMD-4 is expressed in Mac1+ cells in spleen, lymph nodes and fetal liver. TIMD-4 binds apoptotic cells by recognizing phosphatidylserine via its immunoglobulin domain. TIMD-4 in fibroblasts enhanced their ability to engulf apoptotic cells. TIMD-4 is involved in regulating T-cell proliferation and lymphotoxin signaling. TIMD-4 and TIMD-1 are phosphatidylserine receptors for the engulfment of apoptotic cells, and are also involved in intracellular signaling in which exosomes are involved. The monoclonal antibody Kat5-18 blocks the engulfment of apoptotic cells by thymic macrophages. | Monoclonal antibodies | 0.2 ml (100 μg/ml) 0.2 μm protein A purified FITC conjugated antibody solution in PBS, containing 1% bovine serum albumin and 0.02% sodium azide. | Dilutions to be used depend on detection system applied. It is recommended that users test the reagent and determine their own optimal dilutions. The typical starting working dilution is 1:50. | Mouse peritoneal cells (Ref.1) | Armenian hamster IgG | Mouse | 1. Miyanishi, M et al; Identification of Tim4 as a phosphatidylserine receptor. Nature 2007, 450: 435 2. Miyanishi, M et al; Synergistic effect of Tim4 and MFG-E8 null mutations on the development of autoimmunity. Int Immunol 2012, 24:551 | Product should be stored at 4°C. Under recommended storage conditions, product is stable for at least one year. | For research use only. Not for use in or on humans or animals or for diagnostics. It is the responsibility of the user to comply with all local/state and federal rules in the use of this product. Hycult Biotech is not responsible for any patent infringements that might result from the use or derivation of this product. | FC: Cells were incubated on ice for 30 min with 1 μg/ml biotinylated Kat5-18 in 100 μl staining solution (PBS containing 2% FCS), followed by incubation with 2 μg/ml Allophycocyanin (APC)-Cyanine 7 (Cy7)-conjugated streptavidin and 2 μg/ml APCconjugated anti-CD11b. The cells were then stained with 0.5 μM SYTOX Blue (Ref.2). FS: Antibody Kat5-18 blocks the engulfment of apoptotic cells by thymic macrophages (Ref.1). | T-cell immunoglobulin and mucin domain-containing protein 4, TIMD-4, Spleen, mucin-containing, knockout of lymphotoxin protein, SMUCKLER, T-cell immunoglobulin mucin receptor 4, TIM-4, T-cell membrane protein 4 Gene name: Timd4, Tim4
https://www.hycultbiotech.com/products/types/hm1111-1 | TIM-4, Mouse, mAb Kat5-18 | 20 µg | Flow cytometry, Functional studies, Immuno assays, Immuno fluorescence |  | The monoclonal antibody Kat5-18 recognizes T-cell immunoglobulin and mucin domain containing molecule (TIMD-4, also called TIM-4). TIMD-4 is a type I transmembrane protein belonging to the immunoglobulin superfamily, containing one Ig-like V-type (immunoglobulin-like) domain. TIMD-4 is expressed in Mac1+ cells in spleen, lymph nodes and fetal liver. TIMD-4 binds apoptotic cells by recognizing phosphatidylserine via its immunoglobulin domain. TIMD-4 in fibroblasts enhanced their ability to engulf apoptotic cells. TIMD-4 is involved in regulating T-cell proliferation and lymphotoxin signaling. TIMD-4 and TIMD-1 are phosphatidylserine receptors for the engulfment of apoptotic cells, and are also involved in intracellular signaling in which exosomes are involved. The monoclonal antibody Kat5-18 blocks the engulfment of apoptotic cells by thymic macrophages. | Monoclonal antibodies | 0.2 ml (100 μg/ml) 0.2 μm protein A purified antibody solution in PBS, containing 0.1% bovine serum albumin. | Dilutions to be used depend on detection system applied. It is recommended that users test the reagent and determine their own optimal dilutions. The typical starting working dilution is 1:50. | Mouse peritoneal cells (Ref.1) | Armenian hamster IgG | Mouse | 1. Miyanishi, M et al; Identification of Tim4 as a phosphatidylserine receptor. Nature 2007, 450: 435 2. Miyanishi, M et al; Synergistic effect of Tim4 and MFG-E8 null mutations on the development of autoimmunity. Int Immunol 2012, 24:551 | Product should be stored at 4°C. Under recommended storage conditions, product is stable for at least one year. | For research use only. Not for use in or on humans or animals or for diagnostics. It is the responsibility of the user to comply with all local/state and federal rules in the use of this product. Hycult Biotech is not responsible for any patent infringements that might result from the use or derivation of this product. | FC: Cells were incubated on ice for 30 min with 1 μg/ml biotinylated Kat5-18 in 100 μl staining solution (PBS containing 2% FCS), followed by incubation with 2 μg/ml Allophycocyanin (APC)-Cyanine 7 (Cy7)-conjugated streptavidin and 2 μg/ml APCconjugated anti-CD11b. The cells were then stained with 0.5 μM SYTOX Blue (Ref.2). FS: Antibody Kat5-18 blocks the engulfment of apoptotic cells by thymic macrophages (Ref.1). | T-cell immunoglobulin and mucin domain-containing protein 4, TIMD-4, Spleen, mucin-containing, knockout of lymphotoxin protein, SMUCKLER, T-cell immunoglobulin mucin receptor 4, TIM-4, T-cell membrane protein 4 Gene name: Timd4, Tim4
https://www.hycultbiotech.com/products/types/hm1107-1 | VCAM-1, Mouse, mAb 6C7.1 | 20 µg | Flow cytometry, Frozen sections, Functional studies, Immuno fluorescence, Immuno precipitation |  | The monoclonal antibody 6C7.1 recognizes mouse vascular cell adhesion molecule (VCAM-1) (~ 81 kDa), a member of a subclass of the immunoglobulin superfamily (IgSF). IgSF members are ligands for integrins. Cell adhesion molecules (CAMs) have important roles in the immune response, immune surveillance and cell-cell recognition, especially in leukocyte-endothelial cell adhesion. CAMs on the surface of leukocytes and endothelial cells are actively involved in the recruitment of specific leukocyte subsets into different tissues. VCAM-1 is expressed on inflamed vascular endothelium, as well as on macrophage-like and dendritic cell types in both normal and inflamed tissue. Cell adhesion molecules, like VCAM-1, are upregulated on cerebral vessels during inflammatory conditions of the central nervous system such as experimental autoimmune encephalomyelitis (EAE), a model system for multiple sclerosis. Administration of monoclonal antibody 6C7.1 has been shown to inhibit or diminish clinical or pathological signs of EAE. VCAM-1 is a receptor for encephalomyocarditis virus on murine vascular endothelial cells. Expression of VCAM-1 on vascular endothelial cells is induced by TNF-alpha, IL-1, IFN-gamma or endotoxin. VCAM-1 is a ligand for the integrins alpha4beta1 (VLA-4) and alpha4beta7 (LPAM-1). These integrins are constitutively expressed by thymocytes, lymphocytes and monocytes. VCAM-1/VLA-4 interaction may play a pathophysiological role in immune responses and as well as in leukocyte emigration to sites of inflammation. | Monoclonal antibodies | 0.2 ml (100 µg/ml) 0.2 µm filtered antibody solution in PBS, containing 0.1% bovine serum albumin. | For immunofluorescence and flow cytometry, dilutions to be used depend on detection system applied. It is recommended that users test the reagent and determine their own optimal dilutions. The typical starting working dilution is 1:50. For functional studies, in vitro dilutions have to be optimized in user's experimental setting. | Mouse endothelial cells | Rat IgG1 | Mouse | 1. Engelhardt B et al; The development of experimental autoimmune encephalomyelitis in the mouse requires alpha4-Integrin but not alpha4beta7-Integrin. J Clin Invest 1998, 102: 2096 2. Vajkoczy P et al; Alpha4-integrin-VCAM-1 binding mediates G protein-independent capture of encephalitogenic T cell blasts to CNS white matter microvessels. J Clin Invest 2001, 108: 557 3. Kuligowski M et al; Antimyeloperoxidase antibodies rapidly induce {alpha}4-integrin-dependent glomerular neutrophil adhesion. Blood 2009, 113: 6485 4. Kneilling M et al; Direct crosstalk between mast cell TNF and TNFR1-expressing endothelia mediates local tissue inflammation. Blood 2009, 114: 1696 | Product should be stored at 4 °C. Under recommended storage conditions, product is stable for one year. | For research use only. Not for use in or on humans or animals or for diagnostics. It is the responsibility of the user to comply with all local/state and federal rules in the use of this product. Hycult Biotech is not responsible for any patent infringements that might result from the use or derivation of this product. |  | CD106, INCAM-100, Vascular cell adhesion protein 1
https://www.hycultbiotech.com/products/types/hm1106-1 | CD155, Mouse, mAb 3F1 | 20 µg | Flow cytometry, Functional studies |  | The monoclonal antibody 3F1 recognizes mouse poliovirus receptor, also named CD155. CD155 is expressed on cells of hematopoietic origin and by endothelial vessels inside secondary lymphoid organs including HEV. Upon activation, dendritic cells, T and B cells upregulate the surface level of CD155. CD155 is an ~ 45 kDa member of a subfamily of immunoglobulin-like adhesion receptors. Nectin 1-4 are other members of this subfamily, functioning in cell-cell contact by forming heterophilic and hemophilic trans-dimers. In contrast to nectins, CD155 lacks self adhesion potential but can interact with other nectins. This way, CD155 contributes in the formation of adherens junctions between endothelial and epithelial cells. Due to this adhesive capacity, CD155 influences processes such as cell motility, migration, growth, and formation of adherens junctions. Furthermore, CD155 is involved in immunological processes such as CD8 T cell-mediated tumor rejection, and NK cell-mediated killing. Many tumor types display an aberrant up-regulation of CD155 making them vulnerable to destruction by NK or cytotoxic T cells. In human, poliovirus, vitronectin and several other cellular receptors were identified as ligands that bind to CD155. CD96 (TACTILE) and CD226 (DNAM-1), both members of the Ig-superfamily, are other ligands of human CD155. Murine CD155 does not serve as a functional poliovirus receptor, however, murine CD155 recognizes the same panel of ligands like nectin-3, CD96, CD226 and vitronectin. CD155-deficient mice develop normally, however, a reduced humoral immune response to antigens entering the organism via the gastrointestinal tract is shown. | Monoclonal antibodies | 0.2 ml (100 µg/ml) 0.2 µm filtered antibody solution in PBS, containing 0.1% bovine serum albumin. | For immuno assays, immuno precipitation, immunohistology, flow cytometry and functional studies dilutions to be used depend on detection system applied. It is recommended that users test the reagent and determine their own optimal dilutions. The typical starting working dilution is 1:50. | Ectodomain of recombinant His-tagged CD155 | Rat IgG2a | Mouse | 1. Maier, M. et al; The adhesion receptor CD155 determines the magnitude of humoral immune responses against orally ingested antigens. Eur J Immunol 2007, 37: 2214 2. Seth, S et al; The murine pan T cell marker CD96 is an adhesion receptor for CD155 and nectin-1. Biochem Biophys Res Commun. 2007, 364: 959 | Product should be stored at 4 °C. Under recommended storage conditions, product is stable for one year. | For research use only. Not for use in or on humans or animals or for diagnostics. It is the responsibility of the user to comply with all local/state and federal rules in the use of this product. Hycult Biotech is not responsible for any patent infringements that might result from the use or derivation of this product. | FC: Antibody clone 3F1 stains the extracellular domain of mouse CD155. The thymocytes were blocked with 5% mouse serum before incubation with clone 3F1 for 1 hour at 4 °C As positive control- CD4+CD8+ thymocytes- was used and as negative control CD155-/- derived cells (Ref.1). FS: Antibody clone 3F1 functions as antagonist. The antibody was functionally tested by blocking adhesion of Sf9 cells expressing mCD155 to RMA, CD4+ and CD8+ cells. Furthermore, antibody clone 3F1 prevenst formation of mCD155/ligand complexes (Ref.2). | Poliovirus receptor, Pvr, nectin-like protein 5, Tage4
https://www.hycultbiotech.com/products/types/hm1105f-1 | CD96, Mouse, mAb 6A6, FITC | 20 µg | Flow cytometry, Functional studies, Immuno assays, Western blot |  | The monoclonal antibody 6A6 recognizes mouse CD96. CD96 or T cell-Activated Increased Late Expression (TACTILE) is an ~67 kD immunoglobulin-like protein expressed on natural killer (NK) and T cells. CD96 belongs to the Ig-super family, consisting of three Ig-like domains and an extended serine/threonine/praline-rich stalk in the ectodomain. CD96 is upregulated upon T cell activation and is involved in engagement of diseased cells and cell movement towards areas of inflammation. Mouse CD96 binds to CD155 and nectin-1. CD96/CD155-interaction is preserved between man and mouse although both receptors are only moderately conserved in amino acid sequence. The monoclonal antibody 6A6 completely inhibits binding of CD96 to both recombinant mouse CD155 and mouse nectin-1. Also, T cell adhesion to insect cells expressing mCD155 is blocked by this monoclonal antibody, however, depending on the T cell subtype. The monoclonal antibody 6A6 was raised after immunization of rats with purified recombinant mCD96-hIgG1. | Monoclonal antibodies | 0.2 ml (100 µg/ml) 0.2 µm filtered FITC conjugated antibody solution in PBS, containing 1% bovine serum albumin and 0.02% sodium azide. | For Western blotting and flow cytometry dilutions to be used depend on detection system applied. It is recommended that users test the reagent and determine their own optimal dilutions. The typical starting working dilution is 1:50. For functional studies dilutions have to be made according to the amounts of CD96 to be inactivated. |  | Rat IgG2a | Mouse | 1. Seth, S et al; The murine pan T cell marker CD96 is an adhesion receptor for CD155 and nectin-1. Biochem Biophys Res Commun 2007, 364: 959 2. Maier, M et al; The adhesion receptor CD155 determines the magnitude of humoral immune responses against orally ingested antigens. Eur J Immunol 2007, 37: 2214 | Product should be stored at 4 °C. Under recommended storage conditions, product is stable for one year. | For research use only. Not for use in or on humans or animals or for diagnostics. It is the responsibility of the user to comply with all local/state and Federal rules in the use of this product. Hycult Biotech is not responsible for any patent infringements that might result with the use or derivation of this product. |  | TACTILE
https://www.hycultbiotech.com/products/types/hm1105-1 | CD96, Mouse, mAb 6A6 | 20 µg | Flow cytometry, Functional studies, Immuno assays, Western blot |  | The monoclonal antibody 6A6 recognizes mouse CD96. CD96 or T cell-Activated Increased Late Expression (TACTILE) is an ~67 kD immunoglobulin-like protein expressed on natural killer (NK) and T cells. CD96 belongs to the Ig-super family, consisting of three Ig-like domains and an extended serine/threonine/praline-rich stalk in the ectodomain. CD96 is upregulated upon T cell activation and is involved in engagement of diseased cells and cell movement towards areas of inflammation. Mouse CD96 binds to CD155 and nectin-1. CD96/CD155-interaction is preserved between man and mouse although both receptors are only moderately conserved in amino acid sequence. The monoclonal antibody 6A6 completely inhibits binding of CD96 to both recombinant mouse CD155 and mouse nectin-1. Also, T cell adhesion to insect cells expressing mCD155 is blocked by this monoclonal antibody, however, depending on the T cell subtype. The monoclonal antibody 6A6 was raised after immunization of rats with purified recombinant mCD96-hIgG1. | Monoclonal antibodies | 0.2 ml (100 µg/ml) 0.2 µm filtered antibody solution in PBS, containing 0.1% bovine serum albumin. | For Western blotting and flow cytometry dilutions to be used depend on detection system applied. It is recommended that users test the reagent and determine their own optimal dilutions. The typical starting working dilution is 1:50. For functional studies dilutions have to be made according to the amounts of CD96 to be inactivated. |  | Rat IgG2a | Mouse | 1. Seth, S et al; The murine pan T cell marker CD96 is an adhesion receptor for CD155 and nectin-1. Biochem Biophys Res Commun 2007, 364: 959 2. Maier, M et al; The adhesion receptor CD155 determines the magnitude of humoral immune responses against orally ingested antigens. Eur J Immunol 2007, 37: 2214 | Product should be stored at 4 °C. Under recommended storage conditions, product is stable for one year. | For research use only. Not for use in or on humans or animals or for diagnostics. It is the responsibility of the user to comply with all local/state and Federal rules in the use of this product. Hycult Biotech is not responsible for any patent infringements that might result with the use or derivation of this product. |  | TACTILE
https://www.hycultbiotech.com/products/types/hm1104f-1 | CD200R3, Mouse, mAb Ba91, FITC | 20 µg | Flow cytometry, Functional studies, Immuno precipitation |  | The monoclonal antibody Ba91 recognizes mouse CD200 Receptor-like 3 (CD200R3), a protein of ~38 kDa or ~74 kDa (reduced or non-reduced condition, respectively). CD200R3 presumably exists as a disulfide-linked dimer on the cell surface. The OX-2, or CD200 receptor (CD200R), belongs to the immunoglobulin superfamily. CD200R contains two Ig-like extracellular domains and mediates inhibitory signals in myeloid cells. Mice deficient for the ligand CD200 develop enhanced experimental allergic encephalomyelitis and collagen-induced arthritis. Unlike CD200R, the CD200R-like receptors functions as activating receptors. They contain short cytoplasmic tails and a lysine residue in the transmembrane region and are likely to signal via adaptor proteins such as DAP12, DAP10, FcRγ, or CD3ζ. CD200R3 is expressed preferentially on cells of the myeloid lineage, including mast cells and basophils. Both cell types are involved in the host defense system against pathogens and in the development of allergic disorders. They function as independent essential initiators of allergic reactions. Basophils are the least common leukocytes in the peripheral blood accounting approximately 0.5 % of all leukocytes. In vivo depletion of basophils by using monoclonal antibody proved the essential role of basophils in the development and maintenance of IgE-mediated chronic allergic inflammation. The activating CD200 receptors, like CD200R3, play an important role in IgE-independent mast cell and basophil activation. Monoclonal antibody Ba91 activates basophils ex vivo and elicits systemic anaphylaxis when administered in vivo. Cross-linking of CD200R3 on MC/9 cells by monoclonal antibody Ba91 induces degranulation. Monoclonal antibody Ba91 is also useful for depletion of basophils. | Monoclonal antibodies | 0.2 ml (100 μg/ml) 0.2 μm filtered protein G purified FITC conjugated antibody solution in PBS, containing 1% bovine serum albumin and 0.02% sodium azide. | Dilutions to be used depend on detection system applied. It is recommended that users test the reagent and determine their own optimal dilutions. The typical starting working dilution is 1:50. | Mouse primary basophils | Rat IgG2a | Mouse | 1. Kojima, T et al; Mast cells and basophils are selectively activated in vitro and in vivo through CD200R3 in an IgE-independent manner. J Immunol 2007, 179: 7093 2. Sullivan, B et al; Basophils: A Nonredundant Contributor to Host Immunity. Immunity review 2008, 30:12 3. De Haan, J et al; Lipid-rich enteral nutrition regulates mucosal mast cell activation via the vagal anti-inflammatory reflex. Am J Physiol Gast Liver Physiol, 305:G383 4. Yang, Y et al; Basophil activation through ASGM1 stimulation triggers PAF release and anaphylaxis-like shock in mice. Eur J Immunol 2014, 44:2468 5. Nakamura, T et al; Selective depletion of basophils ameliorates immunoglobulin E-mediated anaphylaxis. Biochem Bioph Reports 2017, 9:29 | Product should be stored at 4 °C. Under recommended storage conditions, product is stable for at least one year. | For research use only. Not for use in or on humans or animals or for diagnostics. It is the responsibility of the user to comply with all local/state and Federal rules in the use of this product. Hycult Biotech is not responsible for any patent infringements that might result with the use or derivation of this product. | FC: MC/9 cells were washed, resuspended in FACS buffer (PBS with 2% BSA), and incubated for 30min with HM1104. | Cell surface glycoprotein CD200 receptor 3, CD200 receptor-like 3, CD200 cell surface glycoprotein receptor-like b, CD200RLb, cell surface glycoprotein OX-2 receptor 3 Gene name: Cd200r3, Cd200rlb
https://www.hycultbiotech.com/products/types/hm1104-1 | CD200R3, Mouse, mAb Ba91 | 20 µg | Flow cytometry, Functional studies, Immuno precipitation, Western blot |  | The monoclonal antibody Ba91 recognizes mouse CD200 Receptor-like 3 (CD200R3), a protein of ~38 kDa or ~74 kDa (reduced or non-reduced condition, respectively). CD200R3 presumably exists as a disulfide-linked dimer on the cell surface. The OX-2, or CD200 receptor (CD200R), belongs to the immunoglobulin superfamily. CD200R contains two Ig-like extracellular domains and mediates inhibitory signals in myeloid cells. Mice deficient for the ligand CD200 develop enhanced experimental allergic encephalomyelitis and collagen-induced arthritis. Unlike CD200R, the CD200R-like receptors functions as activating receptors. They contain short cytoplasmic tails and a lysine residue in the transmembrane region and are likely to signal via adaptor proteins such as DAP12, DAP10, FcRg, or CD3z. CD200R3 is expressed preferentially on cells of the myeloid lineage, including mast cells and basophils. Both cell types are involved in the host defense system against pathogens and in the development of allergic disorders. They function as independent essential initiators of allergic reactions. Basophils are the least common leukocytes in the peripheral blood accounting approximately 0.5 % of all leukocytes. In vivo depletion of basophils by using monoclonal antibody proved the essential role of basophils in the development and maintenance of IgE-mediated chronic allergic inflammation. The activating CD200 receptors, like CD200R3, play an important role in IgE-independent mast cell and basophil activation. Monoclonal antibody Ba91 activates basophils ex vivo and elicits systemic anaphylaxis when administered in vivo. Cross-linking of CD200R3 on MC/9 cells by monoclonal antibody Ba91 induces degranulation. Monoclonal antibody Ba91 is also useful for depletion of basophils. | Monoclonal antibodies | 0.2 ml (100 µg/ml) 0.2 µm filtered antibody solution in PBS, containing 0.1% bovine serum albumin. | For flow cytometry, and immuno precipitation, ilutions to be used depend on detection system applied. It is recommended that users test the reagent and determine their own optimal dilutions. The typical starting working dilution is 1:50. For functional studies, in vitro dilutions have to be optimized in user's experimental setting. | Mouse primary basophils | Rat IgG2a | Mouse | Kojima, T et al; Mast cells and basophils are selectively activated in vitro and in vivo through CD200R3 in an IgE-independent manner. J Immunol 2007, 179: 7093 | Product should be stored at 4 °C. Under recommended storage conditions, product is stable for one year. | For research use only. Not for use in or on humans or animals or for diagnostics. It is the responsibility of the user to comply with all local/state and Federal rules in the use of this product. Hycult Biotech is not responsible for any patent infringements that might result with the use or derivation of this product. |  | CD200R3, CD200RLb, OX-2 Receptor 3
https://www.hycultbiotech.com/products/types/hm1103f-1 | CD200R3, Mouse, mAb Ba103, FITC | 20 µg | Flow cytometry, Functional studies, Immuno precipitation, Western blot |  | The monoclonal antibody Ba103 recognizes mouse CD200 Receptor-like 3 (CD200R3), a protein of ~38 kDa or ~74 kDa (reduced or non-reduced condition, respectively). CD200R3 presumably exists as a disulfide-linked dimer on the cell surface, it is a single-pass type I membrane protein. The OX-2, or CD200 receptor (CD200R), belongs to the immunoglobulin superfamily. CD200R contains two Ig-like extracellular domains, one Ig-like C2-type (immunoglobulin-like) domain and one Ig-like V-type (immunoglobulin-like) domain. and mediates inhibitory signals in myeloid cells. Mice deficient for the ligand CD200 develop enhanced experimental allergic encephalomyelitis and collagen-induced arthritis. Unlike CD200R, the CD200R-like receptors function as activating receptors. They contain short cytoplasmic tails and a lysine residue in the transmembrane region and are likely to signal via adaptor proteins such as DAP12, DAP10, FcRγ, or CD3ζ. CD200R3 is expressed in uterus and bone marrow-derived mast cells (at protein level). It is expressed in uterus, spleen, bone marrow-derived dendritic, basophil and mast cells. CD200R3 is also expressed in the lung of N. brasiliensis-infected mice. It is weakly expressed in brain, testis, lung and thymus. CD200R3 is expressed preferentially on cells of the myeloid lineage, including mast cells and basophils. Both cell types are involved in the host defense system against pathogens and in the development of allergic disorders. They function as independent essential initiators of allergic reactions. Basophils are the least common leukocytes in the peripheral blood accounting approximately 0.5 % of all leukocytes. In vivo depletion of basophils by using monoclonal antibody Ba103 proved the essential role of basophils in the development and maintenance of IgE-mediated chronic allergic inflammation. The activating CD200 receptors, like CD200R3, play an important role in IgE-independent mast cell and basophil activation. Monoclonal antibody Ba103 activates basophils ex vivo and elicits systemic anaphylaxis when administered in vivo. Cross-linking of CD200R3 on MC/9 cells by monoclonal antibody Ba103 induces degranulation. Furthermore, monoclonal antibody Ba103 is useful for depletion of basophils. This antibody does not cross-react with CD200R, CD200R2, CD200R4 or CD200R5. | Monoclonal antibodies | 0.2 ml (100 μg/ml) 0.2 μm filtered protein G purified FITC conjugated antibody solution in PBS, containing 1% bovine serum albumin and 0.02% sodium azide. | Dilutions to be used depend on detection system applied. It is recommended that users test the reagent and determine their own optimal dilutions. The typical starting working dilution is 1:50. | Mouse primary basophils; cell-enriched bone marrow cells | Rat IgG2b | Mouse | 1. Obata, K et al; Basophils are essential initiators of a novel type of chronic allergic inflammation. Blood 2007, 110: 913 2. Kojima, T et al; Mast cells and basophils are selectively activated in vitro and in vivo through CD200R3 in an IgE-independent manner. J Immunol 2007, 179: 7093 3. Khodoun, M et al; Peanuts can contribute to anaphylactic shock by activating complement. J Allergy Clin Immunol 2009, 123: 342 4. Galli, S et al; Basophils Are Back! Immunity previews 2008, 28:495 5. Mukai, K et al; New Insights into the Roles for Basophils in Acute and Chronic Allergy. Aller Int 2009, 58:11 6. Weinberger, E et al; Generation of hypoallergenic neoglycoconjugates for dendritic cell targeted vaccination: A novel tool for specific immunotherapy. J Control Release 2013, 165:101 7. Han, H et al; Thymic stromal lymphopoietin–mediated epicutaneous inflammation promotes acute diarrhea and anaphylaxis. J Clin Inves 2014, 124:5442 8. Yang, Y et al; Basophil activation through ASGM1 stimulation triggers PAF release and anaphylaxis-like shock in mice. Eur J Immunol 2014, 44:2468 9. Otsuka, A et al; Mast cells and basophils in cutaneous immune responses. Eur J Allergy 2015, 70:131 10. Beutier, H et al; IgG subclasses determine pathways of anaphylaxis in mice. J All Clin Immunol 2017, 139:269 11. Miyaki, K et al; Emerging roles of basophils in allergic inflammation. Aller Int 2017, 66:382 12. Nakamura, T et al; Selective depletion of basophils ameliorates immunoglobulin E-mediated anaphylaxis. Biochem Bioph Reports 2017, 9:29 | Product should be stored at 4 °C. Under recommended storage conditions, product is stable for at least one year. | For research use only. Not for use in or on humans or animals or for diagnostics. It is the responsibility of the user to comply with all local/state and Federal rules in the use of this product. Hycult Biotech is not responsible for any patent infringements that might result with the use or derivation of this product. | WB: reduced and non-reduced MC/9 lysate; band size 38kDa under reducing conditions and 74 kDa under nonreducing conditions FC: Basophils and mast cells; no fixation needed FS: antagonist in basophil-mediated allergic reactions; a single intravenous administration of 30 μg antibody . The biological activity of the antibody is drastic reduction in the basophile number in the peripheral blood and spleen, to approximately 20% of the normal level; also useful for mast cell degranulation; readout by measuring hexosaminidase activity IP: mast cells were lysed with 1% NP-40 containing lysis buffer with proteinase inhibitor mixture before incubation with the antibody | Cell surface glycoprotein CD200 receptor 3, CD200 receptor-like 3, CD200 cell surface glycoprotein receptor-like b, CD200RLb, cell surface glycoprotein OX-2 receptor 3 Gene name: Cd200r3, Cd200rlb
https://www.hycultbiotech.com/products/types/hm1103-1 | CD200R3, Mouse, mAb Ba103 | 20 µg | Flow cytometry, Functional studies, Immuno precipitation, Western blot |  | The monoclonal antibody Ba103 recognizes mouse CD200 Receptor-like 3 (CD200R3), a protein of ~38 kDa or ~74 kDa (reduced or non-reduced condition, respectively). CD200R3 presumably exists as a disulfide-linked dimer on the cell surface, it is a single-pass type I membrane protein. The OX-2, or CD200 receptor (CD200R), belongs to the immunoglobulin superfamily. CD200R contains two Ig-like extracellular domains, one Ig-like C2-type (immunoglobulin-like) domain and one Ig-like V-type (immunoglobulin-like) domain. and mediates inhibitory signals in myeloid cells. Mice deficient for the ligand CD200 develop enhanced experimental allergic encephalomyelitis and collagen-induced arthritis. Unlike CD200R, the CD200R-like receptors function as activating receptors. They contain short cytoplasmic tails and a lysine residue in the transmembrane region and are likely to signal via adaptor proteins such as DAP12, DAP10, FcRg, or CD3z. CD200R3 is expressed in uterus and bone marrow-derived mast cells (at protein level). It is expressed in uterus, spleen, bone marrow-derived dendritic, basophil and mast cells. CD200R3 is also expressed in the lung of N. brasiliensis-infected mice. It is weakly expressed in brain, testis, lung and thymus. CD200R3 is expressed preferentially on cells of the myeloid lineage, including mast cells and basophils. Both cell types are involved in the host defense system against pathogens and in the development of allergic disorders. They function as independent essential initiators of allergic reactions. Basophils are the least common leukocytes in the peripheral blood accounting approximately 0.5 % of all leukocytes. In vivo depletion of basophils by using monoclonal antibody Ba103 proved the essential role of basophils in the development and maintenance of IgE-mediated chronic allergic inflammation. The activating CD200 receptors, like CD200R3, play an important role in IgE-independent mast cell and basophil activation. Monoclonal antibody Ba103 activates basophils ex vivo and elicits systemic anaphylaxis when administered in vivo. Cross-linking of CD200R3 on MC/9 cells by monoclonal antibody Ba103 induces degranulation. Furthermore, monoclonal antibody Ba103 is useful for depletion of basophils. | Monoclonal antibodies | 0.2 ml (100 µg/ml) 0.2 µm filtered antibody solution in PBS, containing 0.1% bovine serum albumin. | For flow cytometry, Western blotting and immuno precipitation, dilutions to be used depend on detection system applied. It is recommended that users test the reagent and determine their own optimal dilutions. The typical starting working dilution is 1:50. For functional studies, in vitro dilutions have to be optimized in user's experimental setting. | Mouse primary basophils; cell-enriched bone marrow cells | Rat IgG2b | Mouse | 1. Obata, K et al; Basophils are essential initiators of a novel type of chronic allergic inflammation. Blood 2007, 110: 913 2. Kojima, T et al; Mast cells and basophils are selectively activated in vitro and in vivo through CD200R3 in an IgE-independent manner. J Immunol 2007, 179: 7093 3. Khodoun, M et al; Peanuts can contribute to anaphylactic shock by activating complement. J Allergy Clin Immunol 2009, 123: 342 | Product should be stored at 4 °C. Under recommended storage conditions, product is stable for one year. | For research use only. Not for use in or on humans or animals or for diagnostics. It is the responsibility of the user to comply with all local/state and Federal rules in the use of this product. Hycult Biotech is not responsible for any patent infringements that might result with the use or derivation of this product. | WB: reduced and non-reduced MC/9 lysate; band size 38kDa under reducing conditions and 74 kDa under nonreducing conditions FC: Basophils and mast cells; no fixation needed FS: antagonist in basophil-mediated allergic reactions; a single intravenous administration of 30 µm antibody . The biological activity of the antibody is drastic reduction in the basophile number in the peripheral blood and spleen, to approximately 20% of the normal level; also useful for mast cell degranulation; readout by measuring hexosaminidase activity IP: mast cells were lysed with 1% NP-40 containing lysis buffer with proteinase inhibitor mixture before incubation with the antibody | CD200R3, CD200RLb, OX-2 Receptor 3
https://www.hycultbiotech.com/products/types/hm1102-1 | S100A9, Mouse, mAb MU14-2A5 | 20 µg | Frozen sections, Functional studies, Immuno assays, Immuno fluorescence, Paraffin sections, Western blot |  | The monoclonal antibody MU14-2A5 recognizes S100A9. The calcium-binding, migration inhibitory factor-related proteins, MRP-8 (S100A8) and MRP-14 (S100A9) belong to the S100 protein family. MRP14 is co-expressed with human MRP8, a homologue protein in myeloid cells, and plays an essential role in calcium dependent functions during inflammation. This role includes the activation of Mac-1, the β2 integrin which is involved in neutrophil adhesion to endothelial cells. MRP14 is distinguished from other S100 member proteins by its long C-terminal region. The expression of MRP-8 (S100A8) and MRP-14 (S100A9) is largely confined to the cytosol of neutrophils and monocytes. The complex formation of these proteins is a calcium-dependent process. The S100A8/A9 heterocomplex, also called MRP-8/MRP-14 complex or calprotectin, comprises 60% of the cytoplasmic protein fraction of circulating polymorphonuclear granulocytes and is also found in monocytes, macrophages and ileal tissue eosinophils. In inflammatory conditions small venueles stain with both anti-S100A8 and S100A9. The staining of the two subunits is always coincident. The S100A8/A9 complex has antibacterial, antifungal and immunomodulating and antiproliferative effects. Besides this it is a potent chemotactic factor for neutrophils. | Monoclonal antibodies | 0.2 ml (100 μg/ml) 0.2 μm protein G purified antibody solution in PBS, containing 0.1% bovine serum albumin. | Dilutions to be used depend on detection system applied. It is recommended that users test the reagent and determine their own optimal dilutions. The typical starting working dilution is 1:50. | Complete mouse S100A9 protein | Rat IgG1 | Mouse |  | Product should be stored at 4 °C. Under recommended storage conditions, product is stable for at least one year. The exact expiry date is indicated on the label. | For research use only. Not for use in or on humans or animals or for diagnostics. It is the responsibility of the user to comply with all local/state and federal rules in the use of this product. Hycult Biotech is not responsible for any patent infringements that might result from the use or derivation of this product. | W: A reduced sample treatment and SDS-Page was used. The band size is 13-15 kDa. | Migration inhibitory factor-related protein 14, MRP 14, Calgranulin B Gene name: S100a9, Cagb, Mrp14
https://www.hycultbiotech.com/products/types/hm1098f-1 | TREM-1, Mouse, mAb L5-B8, FITC | 20 µg | Flow cytometry, Functional studies, Immuno fluorescence, Western blot |  | The monoclonal antibody L5-B8 recognizes-mouse triggering receptor expressed on myeloid cells-1 (TREM-1). TREM-1 is a 30 kDa monomeric transmembrane activating receptor. TREM-1 is a member of the immunoglobulin superfamily. TREM-1 is expressed at low levels in the early development of the hematopoietic system in the promonoistic stage, and at high levels on the surface of immune cells, including neutrophils, monocytes and macrofages. TREM-1 is synthesized as a 234 amino acid (aa) precursor with a signal peptide (16 aa), an extracellular domain (184 aa), a transmembrane domain (29 aa), and a short cytoplasmic domain (5 aa). The short intracellular domain associates with a signal-transduction molecule, DNAX-activation protein 12 (DAP12), triggering the secretion of inflammatory cytokines that amplify the host response to microbial agents. TREM-1 acts in synergy with Toll-like receptor signaling pathways in amplifying the inflammatory response. Platelets express a natural ligand for TREM-1. The expression of TREM-1 is greatly upregulated on phagocytic cells in the presence of bacteria and fungi. TREM-1 has a role in sepsis, inflammatory bowel disease (IBD) and multiple sclerosis. In contrast, TREM-1 is not upregulated in samples from patients with non-inefctious inflammatory conditions. During infections, receptor expression is modulated and soluble TREM-1 (sTREM-1, 17 kDa) is released. TREM-1 is shed from the membrane of activated phagocytes and can be found as sTREM-1 in body fluids like plasma and bronchoalveolar lavage fluid (BAL). Elavated levels of sTREM-1 have a accuracy and sensitivity in detecting microbial infections as underlying disease. Furthermore, sTREM-1 has been associated with non-infectious inflammatory conditions like major abdominal surgery, peptic ulcer disease and COPD. | Monoclonal antibodies | 0.2 ml (100 μg/ml) 0.2 μm filtered FITC conjugated antibody solution in PBS, containing 0.02% sodium azide and 1% bovine serum albumin. | For immunohistology, flow cytometry and Western blotting, dilutions to be used depend on detection system applied. It is recommended that users test the reagent and determine their own optimal dilutions. The typical starting working dilution is 1:50. For functional studies, in vitro dilutions have to be optimized in user's experimental setting. | Mouse TREM-1-human IgG-Fc fusion protein | Rat IgG2a | Mouse |  | Product should be stored at 4 °C. Under recommended storage conditions, product is stable for one year. | For research use only. Not for use in or on humans or animals or for diagnostics. It is the responsibility of the user to comply with all local/state and federal rules in the use of this product. Hycult Biotech is not responsible for any patent infringements that might result from the use or derivation of this product. |  | TREM-1, triggering receptor expressed on myeloid cells, TREM1
https://www.hycultbiotech.com/products/types/hm1098-1 | TREM-1, Mouse, mAb L5-B8 | 20 µg | Flow cytometry, Functional studies, Immuno fluorescence, Western blot |  | The monoclonal antibody L5-B8 recognizes-mouse triggering receptor expressed on myeloid cells-1 (TREM-1). TREM-1 is a 30 kDa monomeric transmembrane activating receptor. TREM-1 is a member of the immunoglobulin superfamily. TREM-1 is expressed at low levels in the early development of the hematopoietic system in the promonoistic stage, and at high levels on the surface of immune cells, including neutrophils, monocytes and macrofages. TREM-1 is synthesized as a 234 amino acid (aa) precursor with a signal peptide (16 aa), an extracellular domain (184 aa), a transmembrane domain (29 aa), and a short cytoplasmic domain (5 aa). The short intracellular domain associates with a signal-transduction molecule, DNAX-activation protein 12 (DAP12), triggering the secretion of inflammatory cytokines that amplify the host response to microbial agents. TREM-1 acts in synergy with Toll-like receptor signaling pathways in amplifying the inflammatory response. Platelets express a natural ligand for TREM-1. The expression of TREM-1 is greatly upregulated on phagocytic cells in the presence of bacteria and fungi. TREM-1 has a role in sepsis, inflammatory bowel disease (IBD) and multiple sclerosis. In contrast, TREM-1 is not upregulated in samples from patients with non-inefctious inflammatory conditions. During infections, receptor expression is modulated and soluble TREM-1 (sTREM-1, 17 kDa) is released. TREM-1 is shed from the membrane of activated phagocytes and can be found as sTREM-1 in body fluids like plasma and bronchoalveolar lavage fluid (BAL). Elavated levels of sTREM-1 have a accuracy and sensitivity in detecting microbial infections as underlying disease. Furthermore, sTREM-1 has been associated with non-infectious inflammatory conditions like major abdominal surgery, peptic ulcer disease and COPD. | Monoclonal antibodies | 0.2 ml (100 µg/ml) 0.2 µm filtered antibody solution in PBS, containing 0.1% bovine serum albumin. | For immunohistology, flow cytometry and Western blotting, dilutions to be used depend on detection system applied. It is recommended that users test the reagent and determine their own optimal dilutions. The typical starting working dilution is 1:50. For functional studies, in vitro dilutions have to be optimized in user's experimental setting. | Mouse TREM-1-human IgG-Fc fusion protein | Rat IgG2a | Mouse |  | Product should be stored at 4 °C. Under recommended storage conditions, product is stable for one year. | For research use only. Not for use in or on humans or animals or for diagnostics. It is the responsibility of the user to comply with all local/state and federal rules in the use of this product. Hycult Biotech is not responsible for any patent infringements that might result from the use or derivation of this product. |  | TREM-1, triggering receptor expressed on myeloid cells, TREM1
https://www.hycultbiotech.com/products/types/hm1097f-1 | TNF-RI, Mouse, mAb 55R-170, FITC | 20 µg | Flow cytometry, Functional studies, Immuno assays, Immuno precipitation |  | The monoclonal antibody 55R-170 recognizes the extracellular part of mouse Tumor Necrosis Factor Receptor superfamily member 1A (TNF-RI), also known as CD120a or p55. TNF-RI belongs to the large TNF receptor family, among which TNF-RII (TNF-R p75-80), lymphotoxin-beta receptor (LTbetaR) and the Herpes virus entry mediator (HVEM). Ligands for these receptors belong to the Tumor Necrosis Factor (TNF) superfamily of cytokines, which activate signaling pathways for cell survival, death, and differentiation that orchestrate the development, organization and homeostasis of lymphoid, mammary, neuronal and ectodermal tissues. TNF-RI contains a characteristic structural cassette termed death domain in its sequence that is conserved within a distinct subset of other TNF-R family members, such as CD95, DR3, DR4, and DR5. This death domain, was characterized as being essential for induction of apoptosis in vitro and has been structurally conserved within these TNF-R superfamily members. Deletion of the death domain of the TNF-RI results in a non-functional receptor, indicating that the death domain is required for the signal transduction of the physiological functions of TNF-RI in vivo. TNF-RI is a 55 kD type I transmembrane protein and is expressed on a variety of cell types at low levels. It is considered to play a prominent role in cell stimulation by TNF-alpha. Induction of cytotoxicity and other functions are mediated largely via TNF-RI. TNF-RI is present as soluble form in body fluids (for instance plasma and CSF). This extracellular TNF-RI is generated by two mechanisms, namely proteolytic cleavage of TNF-RI ectodomains and release of full-length TNF-RI in the membranes of exosome-like vesicles. TNF-RI and TNF-RII both interact with the homomeric forms of LTbeta or TNF. However, TNF-RI functions as the high affinity receptor for soluble TNF (sTNF). TNF-RI has been shown to be involved in a wide variety of inflammatory diseases, among which neurodegenerative diseases (Parkinson’s and Alzheimer’s disease), multiple sclerosis, asthma, atherosclerosis, rheumatology. The monoclonal antibody 55R-170 also recognizes the soluble receptor. | Monoclonal antibodies | 0.2 ml (100 μg/ml) 0.2 μm protein G purified FITC conjugated antibody solution in PBS, containing 1% bovine serum albumin and 0.02% sodium azide. | Dilutions to be used depend on detection system applied. It is recommended that users test the reagent and determine their own optimal dilutions. The typical starting working dilution is 1:50. | Purified soluble extracellular domain of mouse TNF-RI (Ref.1). | Armenian hamster IgG | Human | 1. Sheehan, K et al; Monoclonal antibodies specific for murine p55 and p75 tumor necrosis factor receptors: identification of a novel in vivo role for p75. J Exp Med 1995, 181: 607 2. Pinckard, J et al; Ligand-induced formation of p55 and p75 tumor necrosis factor receptor heterocomplexes on intact cells. J Biol Chem 1997, 272: 10784 3. Ji, H et al; Critical roles for interleuking 1 and tumor necrosis factor alpha in antibody-induced arthritis. J Exp Med 2002, 196: 77 4. Droin, N et al; Egr Family Members Regulate Nonlymphoid Expression of Fas Ligand, TRAIL, and Tumor Necrosis Factor during Immune Responses. Mol Cel Biol 2003, 23:7638 5. Lee, S et al; Inhibition of TCR-induced CD8 T cell death by IL-12: regulation of Fas ligand and cellular FLIP expression and caspase activation by IL-12. J Immunol 2003, 170: 2456 6. Williams, S et al; Antibody-Mediated Inhibition of TNFR1 Attenuates Disease in a Mouse Model of Multiple Sclerosis. PLoSONE 2014, 9: e90117 | Product should be stored at 4 °C. Under recommended storage conditions, product is stable for at least one year. | For research use only. Not for use in or on humans or animals or for diagnostics. It is the responsibility of the user to comply with all local/state and federal rules in the use of this product. Hycult Biotech is not responsible for any patent infringements that might result from the use or derivation of this product. | FS: Antibody 55R-170 is an antagonistic antibody useful for blocking of TNR-RI. IA: Antibody 55R-170 can be used as a detection antibody. | Tumor necrosis factor receptor superfamily member 1A, Tumor necrosis factor receptor 1, Tumor necrosis factor receptor type I, TNFR-I, p55, p60, CD120a Gene name: Tnfrsf1a, Tnfr-1, Tnfr1
https://www.hycultbiotech.com/products/types/hm1097-1 | TNF-RI, Mouse, mAb 55R-170 | 20 µg | Flow cytometry, Functional studies, Immuno assays, Immuno precipitation |  | The monoclonal antibody 55R-170 recognizes the extracellular part of mouse Tumor Necrosis Factor Receptor superfamily member 1A (TNF-RI), also known as CD120a or p55. TNF-RI belongs to the large TNF receptor family, among which TNF-RII (TNF-R p75-80), lymphotoxin-beta receptor (LTbetaR) and the Herpes virus entry mediator (HVEM). Ligands for these receptors belong to the Tumor Necrosis Factor (TNF) superfamily of cytokines, which activate signaling pathways for cell survival, death, and differentiation that orchestrate the development, organization and homeostasis of lymphoid, mammary, neuronal and ectodermal tissues. TNF-RI contains a characteristic structural cassette termed death domain in its sequence that is conserved within a distinct subset of other TNF-R family members, such as CD95, DR3, DR4, and DR5. This death domain, was characterized as being essential for induction of apoptosis in vitro and has been structurally conserved within these TNF-R superfamily members. Deletion of the death domain of the TNF-RI results in a non-functional receptor, indicating that the death domain is required for the signal transduction of the physiological functions of TNF-RI in vivo. TNF-RI is a 55 kD type I transmembrane protein and is expressed on a variety of cell types at low levels. It is considered to play a prominent role in cell stimulation by TNF-alpha. Induction of cytotoxicity and other functions are mediated largely via TNF-RI. TNF-RI is present as soluble form in body fluids (for instance plasma and CSF). This extracellular TNF-RI is generated by two mechanisms, namely proteolytic cleavage of TNF-RI ectodomains and release of full-length TNF-RI in the membranes of exosome-like vesicles. TNF-RI and TNF-RII both interact with the homomeric forms of LTbeta or TNF. However, TNF-RI functions as the high affinity receptor for soluble TNF (sTNF). TNF-RI has been shown to be involved in a wide variety of inflammatory diseases, among which neurodegenerative diseases (Parkinson's and Alzheimer's disease), multiple sclerosis, asthma, atherosclerosis, rheumatology. The monoclonal antibody 55R-170 also recognizes the soluble receptor.. | Monoclonal antibodies | 0.2 ml (100 µg/ml) 0.2 µm filtered antibody solution in PBS, containing 0.1% bovine serum albumin. | For flow cytometry, dilutions to be used depend on detection system applied. It is recommended that users test the reagent and determine their own optimal dilutions. The typical starting working dilution is 1:50. For functional studies, in vitro dilutions have to be optimized in user's experimental setting. | Purified soluble extracellular domain of mouse TNF-RI | Armenian hamster IgG | Mouse | 1. Sheehan, K et al; Monoclonal antibodies specific for murine p55 and p75 tumor necrosis factor receptors: identification of a novel in vivo role for p75. J Exp Med 1995, 181: 607 2. Pinckard, J et al; Ligand-induced formation of p55 and p75 tumor necrosis factor receptor heterocomplexes on intact cells. J Biol Chem 1997, 272: 10784 3. Ji, H et al; Critical roles for interleuking 1 and tumor necrosis factor alpha in antibody-induced arthritis. J Exp Med 2002, 196: 77 4. Lee, S et al; Inhibition of TCR-induced CD8 T cell death by IL-12: regulation of Fas ligand and cellular FLIP expression and caspase activation by IL-12. J Immunol 2003, 170: 2456 | Product should be stored at 4 °C. Under recommended storage conditions, product is stable for one year. | For research use only. Not for use in or on humans or animals or for diagnostics. It is the responsibility of the user to comply with all local/state and federal rules in the use of this product. Hycult Biotech is not responsible for any patent infringements that might result from the use or derivation of this product. |  | TNFR type I, CD120a, TNF-RI, TNF-R55, TNFRp55, p55-R, TNF receptor alpha chain
https://www.hycultbiotech.com/products/types/hm1096f-1 | C1q, Mouse, mAb JL-1, FITC | 20 µg | Frozen sections, Functional studies, Immuno assays, Immuno fluorescence, Western blot |  | The monoclonal antibody JL-1 recognizes the collagen-like region (CLR) of mouse C1q, a 459 kDa molecule consisting of three individual polypeptide chains. The antibody has been generated by immunization of C1q-/- C57BL/6 mice with purified mouse C1q. C1q forms together with C1r and C1s the C1 macromolecule, the first component of the classical complement pathway. Interaction of immune complexes with C1q induces a conformational change within the C1 complex, which results in activation of the classical pathway. C1q functions as recognition unit by binding to the heavy chain of IgG or IgM (Fc gamma and Fc micro) provided that the immunoglobulins are bound to their antigen. Furthermore, C1q can also recognize molecular patterns associated with pathogens and it can bind to apoptotic blebs, where it activates the classical complement pathway and mediates phagocytosis. As such, C1q promotes the clearance of apoptotic cells and subsequent exposure of auto antigens, thereby preventing stimulation of the immune system. C1q is predominantly produced by macrophages but also by follicular dendritic cells, interdigitating cells and cells of the monocyte-macrophage lineage. C1q deficiency has a profound effect on host defence and clearance of immune complexes. Absence of C1q may cause autoimmunity by impairment of the clearance of apoptotic cells. Inherited C1q deficiency is also associated with the development of systemic lupus erythematosus (SLE). The monoclonal antibody JL-1 is reactive with the collagen-like region (CLR) only, which is the same region to which autoantibodies in mice and humans are binding. Anti-C1q autoantibodies deposit in glomeruli together with C1q but induce overt renal disease only in the context of glomerular immune complex disease. This provides an explanation why anti-C1q antibodies are especially pathogenic in patients with SLE. | Monoclonal antibodies | 0.2 ml (100 μg/ml) 0.2 μm filtered protein G purified FITC conjugated antibody solution in PBS, containing 1.0% bovine serum albumin and 0.02% sodium azide. | Dilutions to be used depend on detection system applied. It is recommended that users test the reagent and determine their own optimal dilutions. The typical starting working dilution is 1:50. | Purified mouse C1q | Mouse IgG2b | Mouse | 1. Trouw, L et al; Anti-C1q autoantibodies deposit in glomeruli but are only pathogenic in combination with glomerular C1q-containing immune complexes. J Clin Invest 2004, 114: 679 2. Li, M et al; Development of a humanized C1q A chain knock-in mouse: assessment of antibody independent beta-amyloid induced complement activation. Mol Immunol 2008, 45: 3244 3. Erlich, P et al; Complement protein C1q forms a complex with cytotoxic prion protein oligomers. J Biol Chem 2010, 285: 19267 | Product should be stored at 4 °C. Under recommended storage conditions, product is stable for one year. | For research use only. Not for use in or on humans or animals or for diagnostics. It is the responsibility of the user to comply with all local/state and Federal rules in the use of this product. Hycult Biotech is not responsible for any patent infringements that might result with the use or derivation of this product. | IHC-F: Antibody JL-1 was used to stain tissue sections which were fixed in acetone. As positive control a polyclonal anti-C1q antibody was used and as negative control an isotype matched monoclonal antibody (Ref.1). FS: Antibody JL-1 was administered to mice resulting in depletion of circulating C1q, glomerular deposition of C1q and induction of anti-C1q autoantibodies in susceptible mice. As a negative control an isotype matched monoclonal antibody was used (Ref.1). | Complement component C1q, Complement C1q subcomponent subunit A
https://www.hycultbiotech.com/products/types/hm1096-1 | C1q, Mouse, mAb JL-1 | 20 µg | Frozen sections, Functional studies, Immuno assays, Immuno fluorescence, Western blot |  | The monoclonal antibody JL-1 recognizes the collagen-like region (CLR) of mouse C1q, a 459 kDa molecule consisting of three individual polypeptide chains. The antibody has been generated by immunization of C1q-/- C57BL/6 mice with purified mouse C1q. C1q forms together with C1r and C1s the C1 macromolecule, the first component of the classical complement pathway. Interaction of immune complexes with C1q induces a conformational change within the C1 complex, which results in activation of the classical pathway. C1q functions as recognition unit by binding to the heavy chain of IgG or IgM (Fc gamma and Fc micro) provided that the immunoglobulins are bound to their antigen. Furthermore, C1q can also recognize molecular patterns associated with pathogens and it can bind to apoptotic blebs, where it activates the classical complement pathway and mediates phagocytosis. As such, C1q promotes the clearance of apoptotic cells and subsequent exposure of auto antigens, thereby preventing stimulation of the immune system. C1q is predominantly produced by macrophages but also by follicular dendritic cells, interdigitating cells and cells of the monocyte-macrophage lineage. C1q deficiency has a profound effect on host defence and clearance of immune complexes. Absence of C1q may cause autoimmunity by impairment of the clearance of apoptotic cells. Inherited C1q deficiency is also associated with the development of systemic lupus erythematosus (SLE). The monoclonal antibody JL-1 is reactive with the collagen-like region (CLR) only, which is the same region to which autoantibodies in mice and humans are binding. Anti-C1q autoantibodies deposit in glomeruli together with C1q but induce overt renal disease only in the context of glomerular immune complex disease. This provides an explanation why anti-C1q antibodies are especially pathogenic in patients with SLE. | Monoclonal antibodies | 0.2 ml (100 μg/ml) 0.2 μm filtered protein G purified antibody solution in PBS, containing 0.1% bovine serum albumin. The endotoxin concentration is < 24 EU/mg, determined with HIT302 LAL Assay. | Dilutions to be used depend on detection system applied. It is recommended that users test the reagent and determine their own optimal dilutions. The typical starting working dilution is 1:50. | Purified mouse C1q | Mouse IgG2b | Mouse | 1. Trouw, L et al; Anti-C1q autoantibodies deposit in glomeruli but are only pathogenic in combination with glomerular C1q-containing immune complexes. J Clin Invest 2004, 114: 679 2. Li, M et al; Development of a humanized C1q A chain knock-in mouse: assessment of antibody independent beta-amyloid induced complement activation. Mol Immunol 2008, 45: 3244 3. Erlich, P et al; Complement protein C1q forms a complex with cytotoxic prion protein oligomers. J Biol Chem 2010, 285: 19267 | Product should be stored at 4 °C. Under recommended storage conditions, product is stable for one year. | For research use only. Not for use in or on humans or animals or for diagnostics. It is the responsibility of the user to comply with all local/state and Federal rules in the use of this product. Hycult Biotech is not responsible for any patent infringements that might result with the use or derivation of this product. | IHC-F: Antibody JL-1 was used to stain tissue sections which were fixed in acetone. As positive control a polyclonal anti-C1q antibody was used and as negative control an isotype matched monoclonal antibody (Ref.1). FS: Antibody JL-1 was administered to mice resulting in depletion of circulating C1q, glomerular deposition of C1q and induction of anti-C1q autoantibodies in susceptible mice. As a negative control an isotype matched monoclonal antibody was used (Ref.1). | Complement component C1q, Complement C1q subcomponent subunit A
https://www.hycultbiotech.com/products/types/hm1094-1 | VAP-1, Mouse, mAb 7-88 | 20 µg | Flow cytometry, Frozen sections, Functional studies, Immuno fluorescence, Immuno precipitation |  | The monoclonal antibody 7-88 recognizes mouse Vascular Adhesion Protein-1 (VAP-1) which- is a glycosylated homodimeric membrane protein consisting of two 90 kDa subunits connected by disulfide bonds. It contains a short N-terminal cytoplasmic tail, a single membrane-spanning domain and a large extracellular part. A soluble form of VAP-1 (sVAP-1) has been described, which presumably results from the proteolytic cleavage of membrane-bound VAP-1. Structurally VAP-1 belongs to enzymes called semicarbamizide-sensitive amine oxidases, which contain copper as a cofactor. These enzymes deaminate primary amines in a reaction producing hydrogen peroxide, aldehyde, and ammonia. VAP-1 is expressed in endothelial cells, smooth muscle cells, adipocytes, and in follicular dendritic cells. In endothelial cells the majority of VAP-1 is stored within intracellular granules and translocated to the surface upon inflammation where it regulates leukocyte tissue infiltration. Furthermore, the end-products formed by VAP-1 can also regulate leukocyte migration by signaling effects, have insulin-like effects in energy metabolism, and can cause vascular damage by direct cytotoxicity. In- white adipose tissue of obese and diabetic db-/- mice increased expression of VAP-1 has been observed suggesting that it contributes- to the arthrosclerosis and vascular dysfunction observed in these diseases. Moreover, inhibition of VAP-1reduced the accumulation of myeloid cells into tumors and attenuates tumor growth. The monoclonal antibody 7-88 inhibits migration of granulocytes and monocytes in acute models of inflammation. | Monoclonal antibodies | 0.2 ml (100 µg/ml) 0.2 µm filtered antibody solution in PBS, containing 0.1% bovine serum albumin | For immunohistochemistry and flow cytometry, dilutions to be used depend on detection system applied. It is recommended that users test the reagent and determine their own optimal dilutions. The typical starting working dilution is 1:50. For functional studies, dilutions have to be optimized in user&rsquo;s experimental setting. | Vessels from mouse lymph nodes | Rat IgG2b | Mouse | 1. Abella, A et al; Adipocytes release a soluble form of VAP-1/SSAO by a metalloproteasedependent process and in a regulated manner. Diabetologia 2004, 47: 429 2. Merinen, M et al; Vascular adhesion protein-1 is involved in both acute and chronic inflammation in the mouse. Am J Path 2005, 166: 793 3. Bonder, C et al; Rules of recruitment for Th1 and Th2 lymphocytes in inflamed liver: a role for alpha-4 integrin and vascular adhesion protein-1. Immunity 2005, 23: 153 4. Marttila-Ichihara, F et al; Small-molecule inhibitors of vascular adhesion protein-1 reduce the accumulation of myeloid cells into tumors and attenuate tumor growth in mice. J Immunol 2010, 184: 3164 5. Iffiú-Soltész, Z et al; Increased primary amine oxidase expression and activity in white adipose tissue of obese and diabetic db-/- mice. J Neural Transm 2011, DOI: 10.1007/s00702-011- 0586-9 | Product should be stored at 4 °C. Under recommended storage conditions, product is stable for at least one year. The exact expiry date is indicated on the label. | For research use only. Not for use in or on humans or animals or for diagnostics. It is the responsibility of the user to comply with all local/state and federal rules in the use of this product. Hycult Biotech is not responsible for any patent infringements that might result from the use or derivation of this product. | FC: Antibody 7-88 stains the extracellular domain of mouse VAP-1 in CHO cells transfected with mouse VAP-1 cDNA. . As positive control- anti-VAP-1 clone 7-106 was used and as negative control an isotype-matched control antibody. (Ref. 2) IHC-F:- Tissue sections were fixed in acetone and incubated with antibody 7-88 for 20 minutes at room temperature. . As negative control an irrelevant isotype-matched antibody was used (Ref.2). FS: Antibody 7-88 (200 µm) was intravenously injected which resulted in the inhibition of leukocyte trafficking in inflamed peritoneum.- (Ref.2). | Amine oxidase copper containing 3; AOC3; SSAO;- membrane copper amine oxidase
https://www.hycultbiotech.com/products/types/hm1092f-1 | TLR2, Mouse, mAb mT2.4, FITC | 20 µg | Flow cytometry, Frozen sections, Functional studies, Immuno assays, Paraffin sections |  | Monoclonal antibody mT2.4 reacts with mouse Toll-like receptor 2 (TLR2, CD282). Toll-like receptors (TLR) are highly conserved throughout evolution and have been implicated in the innate defense to many pathogens. In Drosophila toll is required for the anti-fungal response, while the related 18-wheeler is involved in antibacterial defenses. In mammals, TLR identified as type I transmembrane signaling receptors with pattern recognition capabilities, have been implicated in the innate host defense to pathogens. TLR2 has been identified as a receptor that is central to the innate immune response to lipoproteins of Gram-negative bacteria, several whole Gram-positive bacteria, as well as a receptor for peptidoglycan and lipoteichoic acid and other bacterial cell membrane products. A functional interaction between TLR2 and TLR6 in the cellular response to various bacterial products has been discovered. The currently accepted paradigm regards TLR2 as an essential receptor for many eubacterial cell wall components, including lipoproteins and peptidoglycan. Bacterial species as diverse as mycobacteria, spirochetes, mycoplasma, Staphylococcus aureus, and Streptococcus pneumoniae have all been shown to mediate cellular activation via TLR2. The monoclonal antibody mT2.4 inhibits murine TLR2-mediated cell activation. It masks the lipopeptide binding site in the recombinant extracellular domain of TLR2 (TLR2ECD) and does not hinder the receptor complex formation. The antibody reacts with the native TLR2 protein and not with denatured TLR2 protein . Furthermore the antibody stains overexpressed, as well as endogenous cell surface- and intracellular mouse TLR2. | Monoclonal antibodies | 0.2 ml (100 μg/ml) 0.2 μm filtered FITC conjugated antibody solution in PBS, containing 0.02% sodium azide and 1% bovine serum albumin. | For immunohistology and flow cytometry dilutions to be used depend on detection system applied. It is recommended that users test the reagent and determine their own optimal dilutions. The typical starting working dilution is 1:50. For neutralization of biological activity in vitro dilutions have to be made according to the amounts of TLR2 (CD282) to be inactivated. |  | Mouse IgG2b | Mouse | Meng, G et al; Murine TLR2 expression analysis and systemic antagonism by usage of specific monoclonal antibodies. Immunology Letters 2005, 98: 200 | Product should be stored at 4 °C. Under recommended storage conditions, product is stable for one year. | For research use only. Not for use in or on humans or animals or for diagnostics. It is the responsibility of the user to comply with all local/state and Federal rules in the use of this product. Hycult Biotech is not responsible for any patent infringements that might result with the use of or derivation of this product.
https://www.hycultbiotech.com/products/types/hm1092-1 | TLR2, Mouse, mAb mT2.4 | 20 µg | Flow cytometry, Frozen sections, Functional studies, Immuno assays, Paraffin sections |  | Monoclonal antibody mT2.4 reacts with mouse Toll-like receptor 2 (TLR2, CD282). Toll-like receptors (TLR) are highly conserved throughout evolution and have been implicated in the innate defense to many pathogens. In Drosophila toll is required for the anti-fungal response, while the related 18-wheeler is involved in antibacterial defenses. In mammals, TLR identified as type I transmembrane signaling receptors with pattern recognition capabilities, have been implicated in the innate host defense to pathogens. TLR2 has been identified as a receptor that is central to the innate immune response to lipoproteins of Gram-negative bacteria, several whole Gram-positive bacteria, as well as a receptor for peptidoglycan and lipoteichoic acid and other bacterial cell membrane products. A functional interaction between TLR2 and TLR6 in the cellular response to various bacterial products has been discovered. The currently accepted paradigm regards TLR2 as an essential receptor for many eubacterial cell wall components, including lipoproteins and peptidoglycan. Bacterial species as diverse as mycobacteria, spirochetes, mycoplasma, Staphylococcus aureus, and Streptococcus pneumoniae have all been shown to mediate cellular activation via TLR2. The monoclonal antibody mT2.4 inhibits murine TLR2-mediated cell activation. It masks the lipopeptide binding site in the recombinant extracellular domain of TLR2 (TLR2ECD) and does not hinder the receptor complex formation. The antibody reacts with the native TLR2 protein and not with denatured TLR2 protein . Furthermore the antibody stains overexpressed, as well as endogenous cell surface- and intracellular mouse TLR2. | Monoclonal antibodies | 0.2 ml (100 µg/ml) 0.2 µm filtered antibody solution in PBS, containing 0.1% bovine serum albumin. | For immunohistology and flow cytometry dilutions to be used depend on detection system applied. It is recommended that users test the reagent and determine their own optimal dilutions. The typical starting working dilution is 1:50. For neutralization of biological activity in vitro dilutions have to be made according to the amounts of TLR2 (CD282) to be inactivated. |  | Mouse IgG2b | Mouse | Meng, G et al; Murine TLR2 expression analysis and systemic antagonism by usage of specific monoclonal antibodies. Immunology Letters 2005, 98: 200 | Product should be stored at 4 °C. Under recommended storage conditions, product is stable for one year. | For research use only. Not for use in or on humans or animals or for diagnostics. It is the responsibility of the user to comply with all local/state and Federal rules in the use of this product. Hycult Biotech is not responsible for any patent infringements that might result with the use of or derivation of this product.
https://www.hycultbiotech.com/products/types/hm1081-1 | MGL, Mouse, mAb ER-MP23 | 20 µg | Flow cytometry, Frozen sections, Functional studies, Paraffin sections |  | The monoclonal antibody ER-MP23 specifically reacts with the macrophage galactose-specific lectin (MGL), a 38 kDa single chain surface glycoprotein. MGL is found on murine mature macrophages in the connective tissue neighboring epithelia of e.g. salivary glands, capsule of lymph nodes, thymus and various other organs. MGL is present on the surface of connective tissue macrophages and their precursor cells in bone marrow. Also, MGL is expressed in macrophage cell lines (e.g. J774-1.6, RAW309Cr.1 and WR19M.1). Expression levels of MGL are increased in mature macrophages. The antigen is co expressed with the antigen recognized by monoclonal antibody BM8 (HM1066). The monoclonal antibody ER-MP23 has been raised after immunization of rats with mouse macrophage cell lines. Blocking studies demonstrated that the monoclonal antibody ER-MP23 is able to block mouse MGL. | Monoclonal antibodies | 0.2 ml (100 μg/ml) 0.2 μm protein G purified antibody solution in PBS, containing 0.1% bovine serum albumin. The endotoxin concentration is < 24 EU/mg, determined with HIT302 LAL Assay. | Dilutions to be used depend on detection system applied. It is recommended that users test the reagent and determine their own optimal dilutions. The typical starting working dilution is 1:50. | Mouse macrophage cell lines | Rat IgG2a | Mouse | 1. Jansen, A et al; Immunohistochemical characterization of monocytes-macrophages and dendritic cells involved in the initiation of the insulits and beta-cell destruction in NOD mice. Diabetes 1994, 43: 667 2. Rosmalen, J et al; Islet abnormalities associated with an early influx of dendritic cells and macrophages in NOD and NODscid mice. Lab Invest 2000, 80: 769 3. Abadie, V et al; Neutrophils rapidly migrate via lymphatics after Mycobacterium bovis BCG intradermal vaccination and shuttle live bacilli to the draining lymph nodes. Blood 2005, 106:1843 | Product should be stored at 4°C. Under recommended storage conditions, product is stable for one year. | For research use only. Not for use in or on humans or animals or for diagnostics. It is the responsibility of the user to comply with all local/state and Federal rules in the use of this product. Hycult Biotech is not responsible for any patent infringements that might result with the use of or derivation of this product. | FS: For blocking studies in vitro, dilutions have to be made according to the amounts of MGL to be inactivated. The antigen is glutaraldehyde (0.05%) resistant. | Macrophage galactose-specific lectin, CD301, dendritic cell-asialoglycoprotein receptor, DC-ASGPR
https://www.hycultbiotech.com/products/types/hm1079-1 | LTbeta receptor, Mouse, mAb 5G11 | 20 µg | Flow cytometry, Functional studies, Immuno assays, Western blot |  | The monoclonal antibody 5G11 reacts with the mouse lymphotoxin beta-receptor (LTbetaR), a member of the tumor necrosis factor (TNF) family. This receptor can be activated by its functional ligands lymphotoxin-alpha1-beta2 (LT-alpha1beta2) and LIGHT and is critically involved in controlling bacterial infections. In Mycobacterium infection, its role is related to bactericidal granuloma formation in the spleen, macrophage differentiation and the maintenance of the appropriate Th1/Th2 cytokine balance. In CMV infection, LTbetaR signaling induces the expression of IFN-beta in infected fibroblasts, resulting in viral stasis. LTbetaR plays an important role in lymphoid organogenesis and tumor development. The receptor is expressed on fibroblasts and stromal cells and at low levels in some myeloid cell lines. In the adult animal, the LTbetaR seems to be necessary for maintaining the splenic architecture and aspects of Ig formation and B cell follicular structure. When the LT-alpha1beta2/LTbetaR pathway is disrupted by genetic deletion, mice completely lack Peyer’s patches. Also, LTbetaR induces cell death in some adenocarcinoma tumor lines in the presence of IFNgamma. The monoclonal antibody 5G11 directed against the mouse LTbetaR is able to activate the LTbetaR in an agonistic way and induces NFkappaB activation and secretion of MIP-2 and IL-6 in mouse fibroblast cells. Therefore, the monoclonal antibody 5G11 can be used to gain more insight into the expression pattern of the LTbetaR and also to investigate molecular mechanisms induced by LTbetaR activation. | Monoclonal antibodies | 0.2 ml (100 μg/ml) 0.2 μm filtered protein G purified antibody solution in PBS, containing 0.1% bovine serum albumin. The endotoxin concentration is < 24 EU/mg, determined with HIT302 LAL Assay. | Dilutions to be used depend on detection system applied. It is recommended that users test the reagent and determine their own optimal dilutions. The typical starting working dilution is 1:50. | Drosophila S2 expressed mouse LTbR Ig fusion protein | Rat IgG2a | Mouse | 1. Lucas, R et al ; A role for lymphotoxin beta receptor in host defense against Mycobacterium bovis BCG infection. Eur J Immunol 1999, 29 : 4002 2. Hehlgans, T et al; Activation of the lymphotoxin-beta receptor induces NFkB-dependent interleukin-6 and MIP-2 secretion in mouse fibrosarcoma cells. Eur Cytokine Netw 2003, 14: 103 3. Banks, T et al : A lymphotoxin-IFN-beta axis essential for lymphocyte survival revealed during Cytomegalovirus infection. J Immunol 2005, 174: 7217 | Product should be stored at 4 °C. Under recommended storage conditions, product is stable for one year. | For research use only. Not for use in or on humans or animals or for diagnostics. It is the responsibility of the user to comply with all local/state and Federal rules in the use of this product. Hycult Biotech is not responsible for any patent infringements that might result with the use of or derivation of this product. | FS: HM1079 induces significant NFkB activation and the release of MIP-2 (ref.2). | lymphotoxin beta-receptor, tumor necrosis factor receptor superfamily member 3, TNFRSF3 Gene name: LTBR
https://www.hycultbiotech.com/products/types/hm1078-1 | C3b/iC3b/C3c, Mouse, mAb 3/26 | 20 µg | Flow cytometry, Frozen sections, Functional studies, Immuno assays, Immuno fluorescence, Western blot |  | The monoclonal antibody 3/26 recognizes mouse complement protein activated C3 fragments C3b, iC3b, and C3c. The complement system is an important factor in innate immunity. The third complement component, C3, is central to the classical, alternative and lectin pathways of complement activation. C3 is the most abundant protein of the complement system with serum protein levels of about 1.3 mg/ml. Proteolysis by certain enzymes results in the cleavage of C3 into C3a and C3b. C3b becomes attached to immune complexes and is further cleaved into iC3b, C3c, C3dg and C3f. Activation products of the complement cascade contain neo-epitopes that are not present in the individual native components. The synthesis of C3 is tissue-specific and is modulated in response to a variety of stimulatory agents. An inherited deficiency of C3 predisposes the person to frequent assaults of bacterial infections. In ulcerative colitis, and idiopathic chronic inflammatory bowel disease, the deposition of C3 in the diseased mucosa has been reported. The monoclonal antibody 3/26 preferably recognizes cleaved C3 fragments C3b, iC3b, and C3c. In case of an acute inflammatory reaction lots of C3 are processed into the products recognized by 3/26 and is as such useful as marker for inflammatory reaction. In chronic inflammatory conditions minimal reactivity with 3/26 may observed. In such cases primarily the C3dg product resides at the place of inflammation (C3c being cleared) which is not recognized by antibody 3/26. The chronic processing/activation of C3 is taking place at a lower level, which would reduce detection of the C3 fragments C3b, iC3b, and C3c. | Monoclonal antibodies | 0.2 ml (100 µg/ml) 0.2 µm filtered antibody solution in PBS, containing 0.1% bovine serum albumin. | For immunohistochemistry, flow cytometry and Western blotting, dilutions to be used depend on detection system applied. It is recommended that users test the reagent and determine their own optimal dilutions. The typical starting working dilution is 1:50. For functional studies, in vitro dilutions have to be optimized in user’s experimental setting. |  | Rat IgG2a | Mouse | 1. Mastellos, D et al; Novel monoclonal antibodies against mouse C3 interfering with complement activation: description of fine specificity and applications to various immunoassays. Mol Immunol 2004, 40: 1213 2. Markiewski, M et al; C3a and C3b activation products of the third component of complement (C3) are critical for normal liver recovery after toxic injury. J Immunol 2004, 173: 747 3. Cecic, I et al; Characteristics of complement activation in mice bearing Lewis lung carcinomas treated by photodynamic therapy. Cancer Lett 2005, 225: 215 4. Heurich, B et al; Complement upregulation and activation on motor neurons and neuromuscular junction in the SOD1 G93A Mouse model of familial amyotrophic lateral sclerosis. J Neuroimmunol 2011, 235:104-109 | Product should be stored at 4°C. Under recommended storage conditions, product is stable for at least one year. The exact expiry date is indicated on the label. | For research use only. Not for use in or on humans or animals or for diagnostics. It is the responsibility of the user to comply with all local/state and federal rules in the use of this product. Hycult Biotech is not responsible for any patent infringements that might result from the use or derivation of this product. | FC: Antibody 3/26 stains deposited C3 fragments on the surface of cells. As positive control splenocytes were used and as negative control isotype control rat IgG2a. (Ref.1) W: A non-reduced sample treatment and SDS-PAGE was used. The band size is ~185 kDa (Ref.1). IHC-F: Tissue sections were fixed in acetone and pretreated with 3% hydrogen peroxide in methanol at RT to quench endogenous peroxidases. As positive control kidney derived from mice treated with anti-glomerular basement membrane antibodies was used and as negative control C3-/- mice kidney (Ref.1). FS: The monoclonal antibody 3/26 inhibits the hemolytic activity of mouse complement in a dose-dependent manner. The biological activity of the antibody can be defined as the amount of antibody necessary for inhibition of hemolysis (Ref.1). W: Blot is blocked with skimmed milk and incubated with culture supernatant (1:10) for 1h at RT | Complement C3; ASP; Plp; HSE-MSF; AI255234
https://www.hycultbiotech.com/products/types/hm1076-1 | C5aR, Mouse, mAb 20/70 | 20 µg | Flow cytometry, Functional studies, Immuno fluorescence |  | The monoclonal antibody 20/70 recognizes the mouse receptor for C5a (CD88). The mouse anaphylatoxin complement factor C5a, a split product of C5, is one of the most potent inflammatory chemoattractants and interacts with two C51 receptors, C5aR and C5L2. Most of the C5a effects are mediated through C5aR. C5aR is known to be crucial in the initiation of acute inflammatory responses. C5a receptor is a seven transmembrane GTP-binding-protein-coupled receptor that belongs to the rhodopsin supergene family. The 45 kDa C5a receptor is expressed by leukocytes such as neutrophils, eosinophils, basophils, monocytes, dendritic cells and mast cells. C5aR can be expressed on both immune and nonimmune cells. Nonimmune cells expressing C5aR include vascular endothelial cells, cardiomyocytes and bronchial epithelial cells. Signaling of C5aR involves intracellular calcium mobilization and activation of among others protein kinase- B (PKB) and protein phospholipase D (PLD) pathways. High C5aR expression levels have been associated with the pathogenesis of many inflammatory conditions, autoimmune and neurodegenerative diseases like rheumatoid arthritis, multiple sclerosis, atherosclerosis and inflammatory bowel diseases. In vivo blockade of C5aR greatly reduces inflammatory injury. The monoclonal antibody 20/70 has been used in functional studies and is capable to prevent the binding of C5a to its receptor. | Monoclonal antibodies | 0.2 ml (100 μg/ml) 0.2 μm protein G purified antibody solution in PBS, containing 0.1% bovine serum albumin. | Dilutions to be used depend on detection system applied. It is recommended that users test the reagent and determine their own optimal dilutions. The typical starting working dilution is 1:50. For functional studies, in vitro dilutions have to be optimized in user’s experimental setting. | RBL-2H3 transfectantsexpressing murine C5aR on the cell surface. | Rat IgG2b | Mouse | 1. Shushakova, N et al; C5a anaphylatoxin is a major regulator of activating versus inhibitory Fc&gamma;Rs in immune complex-induced lung disease. J Clin Invest 2002, 110: 1823 | Product should be stored at 4 °C. Under recommended storage conditions, product is stable for one year. | For research use only. Not for use in or on humans or animals or for diagnostics. It is the responsibility of the user to comply with all local/state and Federal rules in the use of this product. Hycult Biotech is not responsible for any patent infringements that might result with the use of or derivation of this product. | FC: 2x10^5 cells were blocked with human and murine IgG on ice for 20’. Cells were stained with 10μg antibody 20/70 for 45’ in PBS/1.5%FCS. For analysis with FACS cells were washed with PBS/1%formaldehyde (Ref.2). FS: Before migration towards C5a was induced, 2x105 cells were incubated for 30’ with 10μg antibody 20/70 in a transwell migration assay (Ref.2). IF: Cells were cultured on coverslips, fixed with 4% PFA for 20’, blocked with 3% BSA for 2h and stained with antibody 20/70 for 2h (Ref.6). | C5a anaphylatoxin chemotactic receptor 1, C5a anaphylatoxin chemotactic receptor, C5a-R Gene name: C5ar1
https://www.hycultbiotech.com/catalog/product/view/id/1318/s/hm1075-1/category/86/ | Siglec-H, Mouse, mAb 440c | 20 µg | Flow cytometry, Frozen sections, Functional studies, Paraffin sections |  | The monoclonal antibody 440c reacts with Siglec-H, a cell-surface receptor molecule selectively expressed on murine natural interferon producing cells (IPC), also called mouse plasmacytoid dendritic cells (pDC). Siglec H is unique among Sialic acid-binding Ig-like lectins (Siglecs) proteins because it associates with the adaptor protein DAP12. DAP12 recognize certain viruses and CpG-DNA through TLR9, resulting in secretion of IFN-alpha, IL-12 and proinflammatory chemokines. Together these cytokines and chemokines recruite and activate NK cells and T cells as well as modulating the antigen presenting function of dendritic cells (DC). IPC themselves also function as antigen presenting cells that expand memory T cells and induce Th1 differentiation. Therefore IPC may provide a first line of host defense against viral infections by activating both innate and adaptive responses in vivo. The monoclonal antibody 440c exclusively recognizes mouse Siglec-H in all lymphoid organs under both normal and inflammatory conditions. Siglec-H is normal present in the T cell zone of lymph nodes and spleen. Incubation of IPC with antibody 440c in vitro or administration of antibody 440c in vivo reduces secretion of IFN-alpha in response to CpG DNA without causing IPC depletion. | Monoclonal antibodies | 0.2 ml (100 µg/ml) 0.2 µm filtered antibody solution in PBS, containing 0.1% bovine serum albumin. | For immunohistology and flow cytometry dilutions to be used depend on detection system applied. It is recommended that users test the reagent and determine their own optimal dilutions. The typical starting working dilution is 1:50. For inhibition of IFN-alpha secretion dilutions have to be made according to the amounts of Siglec-H to be inactivated. |  | Rat IgG2b | Mouse | 1. Blasius, A et al; Siglec-H is an IPC-specific receptor that modulates type I IFN secretion through DAP12. Blood 2006, 107: 2474 2. Blasius, A et al; A cell-surface molecule selectively expressed on murine natural interferon-producing cells that blocks secretion of interferon-alpha. Blood 2004, 103: 4201 3. Colonna, M et al; Plasmacytoid dendritic cells in immunity. Nat Immunol 2004, 5: 1219 4. Seth, S et al; CCR7 Essentially Contributes to the Homing of Plasmacytoid Dendritic Cells to Lymph Nodes under Steady-State As Well As Inflammatory Conditions. J Immunol 2011, 186: 3364 | Product should be stored at 4 °C. Under recommended storage conditions, product is stable for one year. | For research use only. Not for use in or on humans or animals or for diagnostics. It is the responsibility of the user to comply with all local/state and Federal rules in the use of this product. Hycult Biotech is not responsible for any patent infringements that might result with the use of or derivation of this product.
https://www.hycultbiotech.com/catalog/product/view/id/1316/s/hm1073-1/category/86/ | C5, Mouse, mAb BB5.1 | 20 µg | Frozen sections, Functional studies, Immuno assays, Immuno fluorescence, Immuno precipitation, Paraffin sections |  | The monoclonal antibody BB5.1 binds the fifth component of mouse complement (C5). The complement system is a group of plasma and cell membrane proteins that play a key role in the immune system. All three pathways (classical, alternative &amp; lectin) lead to the cleavage of C3 and eventually the formation of the cytolytic membrane attack complex C5b-9. If the activation cascade is allowed to proceed beyond the cleaving of C3 into C3a and C3b, an additional C3b molecule binds to the C3 convertases. This generates the C5 convertase (C3bBbC3b for the alternative pathway and C4bC2bC3b for the classical and lectin pathways). C5 convertase cleaves C5, releases the potent anaphylactic peptide C5a and generates C5b. C5b can initiate the terminal pathway , which recruits the components C6, C7, C8 and C9 to the surface of the target and inserts the C9 complex as a pore (termed the terminal complement complex) into the membrane. C5a is the most potent anaphylatoxin and a powerful chemotaxin for neutrophils and monocytes, with the ability to promote margination, extravasation, and activation of these cells. Thus, blocking C5 may be required for optimal inhibition of the inflammatory response. At the same time, inhibition of the complement cascade at C5 does not impair the generation of C3b through the classical and alternative pathways, preserving C3b-mediated opsonization of pathogenic microorganisms as well as opsonization and solubilization of immune complexes. C5 is synthesised in the liver as a single polypeptide chain and is present in serum in a concentration of 50-80 µm/ml. Before secretion the molecule is glycosylated and secreted into plasma as a 190 kDa glycoprotein consisting of a disulphide linked alpha-chain (111 kDa) and beta-chain (75 kDa). Monoclonal antibody BB5.1 has been shown to precipitate the two chains of C5 from normal mouse serum and inhibited C5-dependent hemolysis in a functional complement test. Furthermore, BB5.1 administration completely inhibits terminal complement activity in murine models for antibody-mediated rejection (AMR) during heart and kidney transplantation. In another mouse model, both pre-treatment as well as intervention with monoclonal antibody BB5.1 attenuates disease development during anti-MPO IgG-induced glomerulonephritis. Blockage of C5 activation by BB5.1 protects against renal ischemia-reperfusion injury by inhibition of late apoptosis and inflammation. In Lupus disease, combination therapy of anti-IL-10/anti-C5 (BB5.1) can both prevent and reduce the effect of the humoral immune response. | Monoclonal antibodies | 0.2 ml (100 μg/ml) 0.2 μm filtered protein G purified antibody solution in PBS and 0.1% BSA. | Dilutions to be used depend on detection system applied. It is recommended that users test the reagent and determine their own optimal dilutions. The typical starting working dilution is 1:50. | Purified C5 | Mouse IgG1 | Mouse | 1. Frei, Y et al; Generation of a monoclonal antibody to mouse C5 application in an ELISA assay for detection of anti-C5 antibodies. Mol Cell Probes 1987, 1: 141 2. Thurman, J et al; C3a is required for the production of CXC chemokines by tubular epithelial cells after renal ischemia/reperfusion. J Immunol 2007, 178: 1819 3. Mihai, S et al; The alternative pathway of complement activation is critical for blister induction in experimental epidermolysis bullosa acquisita. J Immunol 2007, 178: 6514 4. Wang, H et al; Inhibition of terminal complement components in presensitized transplant recipients prevents antibody-mediated rejection leading to long-term graft survival and accommodation. J Immunol 2007, 179: 4451 5. Huugen, D et al; Inhibition of complement factor C5 protects against antimyeloperoxidase antibody-mediated glomerulonephritis in mice. Kidney Int 2007, 71: 646 6. Nilsson, K et al. Enhanced susceptibility to low-dose collagen-induced arthritis in CR1/2-deficient female mice – possible role of estrogen on CR1 expression. Faseb 2009, 23: 2450 7. Copland, D et al. Systemic and local anti-C5 therapy reduces the disease severity in experimental autoimmune uveoretinitis. Clin exp immunol 2010, 159:303 8. Pavlovski, D et al; Generation of complement component C5a by ischemic neurons promotes neuronal apoptosis, Faseb 2012, 26: 3680 | Product should be stored at 4 °C. Under recommended storage conditions, product is stable for one year. | For research use only. Not for use in or on humans or animals or for diagnostics. It is the responsibility of the user to comply with all local/state and federal rules in the use of this product. Hycult Biotech is not responsible for any patent infringements that might result with the use or derivation of this product. | FS: ex vivo: 50 µg mAb / ml serum; in vivo: BALB/c mice 40 mg mAb/kg/day, 0-2 days followed by twice a week. IA: Wells were coated with 2-4 µg purified BB5.1 in PBS as coat antibody for use in ELISA. IP: Mouse serum was pre-adsorbed with αmouse-Ig affinity gel and prot-A-sepharose for 30 min at RT. Then C5 was precipitated with BB5.1 (10 µg mAb/ml followed by prot-A sepharose for 1h). Precipitated samples were analysed on 7% SDS/PAGE. | Complement C5, Hemolytic complement Gene name: C5
https://www.hycultbiotech.com/catalog/product/view/id/1315/s/hm1072-1/category/86/ | C3a, Mouse, mAb 3/11 | 20 µg | Flow cytometry, Functional studies, Immuno assays, Western blot |  | The monoclonal antibody 3/11 recognizes C3a, an activated fragment of the complement protein C3, a 190 kDa protein which is the most abundant complement protein in serum. C3 is the third component of the complement system and plays a central role in the complement cascade. The three pathways of compliment activation come together- at this key molecule. Cleavage of the pivotal complement component C3 results in the generation of a set of effector molecules which have diverse biological functions. The cleavage product C3b promotes complement acrtivation and the subsequent formation of the membrane attack complex. C3a, the small (ca. 10 kDa) cleavage product possesses anaphylatoxic as well as immunoregulatory- properties. It exerts its function through a specific receptor (C3aR), which belongs to the G-protein coupled receptor family. Expression of C3aR- has been reported in many cell types including myeloid and non-myeloid cells. Expression of C3aR on haematopoietic stem/progenitor cells has been shown to promote the trafficking/homing of these cells to the BM. Engagement of C3aR on DCs and T cells has been shown to up-regulate these cell functions. The monoclonal antibody 3/11 reacts specifically with the C3a anaphylatoxin, providing a tool for monitoring acute complement activation (C3a generation) in experimental mouse models. | Monoclonal antibodies | 0.2 ml (100 µg/ml) 0.2 µm filtered antibody solution in PBS, and 0.1% bovine serum albumin. | For Western blotting (non-reduced) dilutions to be used depend on detection system applied. It is recommended that users test the reagent and determine their own optimal dilutions. The typical starting working dilution is 1:50. | Purified mouse C3 | Rat IgG2a | Mouse | 1. Mastellos, D et al; Novel monoclonal antibodies against mouse C3 interfering with complement activation: description of fine specificity and applications to various immunoassays. Mol Immunol 2004, 40: 1213 2. Markiewski, M et al; C3a and C3b activation products of the third component of complement (C3) are critical for normal liver recovery after toxic injury. J Immunol 2004, 173: 747 3. Park, J et al; Complement activation is critical to airway hyperresponsiveness after acute ozone exposure. Am J Respir Crit Care Med 2004, 169: 726 4. Nozaki, M et al; Drusen complement components C3a and C5a promote choroidal neovascularization. PNAS 2006, 103: 2328 5. Pritchard, M et al; Differential contributions of C3, C5 and decay accelerating factor to ethanol-induced fatty liver in mice. Gastroenterology 2007, 132:1117 | Product should be stored at 4 °C. Under recommended storage conditions, product is stable for one year. | For research use only. Not for use in or on humans or animals or for diagnostics. It is the responsibility of the user to comply with all local/state and Federal rules in the use of this product. Hycult Biotech is not responsible for any patent infringements that might result with the use of or derivation of this product. | IA: Plates were coated with goat anti rat IgG-Fc antibody, then incubated with 1:100 hybridoma supernatant to form capture complex for C3a. FS: Antibody 3/11 functions as an antagonist. The antibody can be used to block C3a (Ref.4). W: A non-reduced sample treatment and 7.5% polyacrylamide gel was used. Proteins were blotted on nitrocellulose, blocked with 5% skimmed milk and incubated with 1:10 culturesupernatant for 1h at RT. The band size of the entire C3 molecule is 190 kDa (Ref.1).
https://www.hycultbiotech.com/catalog/product/view/id/1310/s/hm1065-1/category/86/ | C3b/iC3b/C3c, Mouse, mAb 2/11 | 20 µg | Flow cytometry, Frozen sections, Functional studies, Immuno assays, Immuno fluorescence, Western blot |  | The monocolonal antibody 2/11 recognizes activated fragments of the mouse complement protein C3. The complement system is an important part of the humoral response in innate immunity, consisting of three different pathways. The third complement component, C3, is central to the classical, alternative and lectin pathways of complement activation. Activation products of the complement cascade contain neo-epitopes that are not present in the individual native components. The synthesis of C3 is tissue-specific and is modulated in response to a variety of stimulatory agents. C3 is the most abundant protein of the complement system with serum protein levels of about 1.3 mg/ml. An inherited deficiency of C3 predisposes the person to frequent assaults of bacterial infections. In ulcerative colitis, and idiopathic chronic inflammatory bowel disease, the deposition of C3 in the diseased mucosa has been reported. Proteolysis by certain enzymes results in the cleavage of C3 into C3a and C3b. C3b becomes attached to immune complexes and is further cleaved into iC3b, C3c, C3dg and C3f. The monoclonal antibody 2/11 is specific for cleaved C3 fragments C3b, iC3b, and C3c, and for activated C3. Therefore, positive reactivity in tissues is associated with activation of he complement cascade and C3 cleavage. In case of an acute inflammatory reaction lots of C3 are processed into the products recognized by 2/11 and is as such useful as marker for inflammatory reaction. In chronic inflammatory conditions minimal reactivity with 2/11 may observed. In such cases primarily the C3dg product resides at the place of inflammation (C3c being cleared) which is not recognized by antibody 2/11. The chronic processing/activation of C3 is taking place at a lower level, which would reduce detection of the C3 fragments C3b, iC3b, and C3c. Next to detection of C3 fragments C3b, iC3b, and C3c, the monoclonal antibody 2/11 inhibits the hemolytic activity of mouse complement in a dose-dependent manner. | Monoclonal antibodies | 0.2 ml (100 μg/ml) 0.2 μm filtered protein G purified antibody solution in PBS, containing 0.1% bovine serum. | Dilutions to be used depend on detection system applied. It is recommended that users test the reagent and determine their own optimal dilutions. The typical starting working dilution is 1:50. | Mouse C3 | Rat IgG1 | Mouse | 1. Mastellos, D et al; Novel monoclonal antibodies against mouse C3 interfering with complement activation: description of fine specificity and applications to various immunoassays. Mol Immunol 2004, 40: 1213 2. Markiewski, M et al; C3a and C3b activation products of the third component of complement (C3) are critical for normal liver recovery after toxic injury. J Immunol 2004, 173: 747 3. Markiewski, M et al; Modulation of the antitumor immune response by complement. Nat Immunol 2008, 9: 1225 | Product should be stored at 4 °C. Under recommended storage conditions, product is stable for one year. | For research use only. Not for use in or on humans or animals or for diagnostics. It is the responsibility of the user to comply with all local/state and Federal rules in the use of this product. Hycult Biotech is not responsible for any patent infringements that might result with the use of or derivation of this product. | F: Fixation of sections in acetone for 5‘, pretreatment with 3% hydrogen peroxide in methanol at RT to quench endogenous peroxidases. As negative control, sections from C3-deficient mice were used. (Ref.1) FC: Mouse splenocytes were incubated with autologous, freshly drawn mouse serum to fix the C3 fragments before staining. As negative control splenocytes of C3 deficient mice was used. Antibody 2/11stains the neoantigenic site on the C3 activation fragments. (Ref.1) FS: Antibody 2/11 inhibits hemolysis in a dose-dependent manner. (Ref.1) W: A non-reduced sample treatment and SDS-PAGE was used. The band size is 150 kDa (Ref.1). IA: Supernatant of antibody 2/11 was incubated on anti-rat IgG Fc coated plates. After incubation with sample, HRP-conjugated polyclonal goat anti-mouse C3 was used for detection. (Ref.1)
https://www.hycultbiotech.com/catalog/product/view/id/1309/s/hm1063-1/category/86/ | Collagen II, Mouse, mAb M2139 | 20 µg | Functional studies, Immuno assays, Paraffin sections |  | The monoclonal antibody M2139 reacts with the J1 epitope (triple helical position 551-564) of collagen type II. Collagen is a structural protein in bone, cartillage and connective tissue. Collagen type II (CII) is the major collagen of the nucleus pulposa (a component of spine), cartilage and vitreous (a component of the eye). The most commonly used animal model for rheumatoid arthritis (RA) is the collagen-induced arthritis (CIA). Transfer of collagen type II specific monoclonal antibodies induces an acute form of arthritis (collagen type II antibody induced arthritis, CAIA). The monocolonal antibody M2139 has been shown to induce CAIA in naïve mice after injection of lipopolysacharide (LPS). However, in combination with the monoclonal antibody CIIC1, binding to the C1 epitope of CII, the pair of monoclonal antibodies induce arthritis in different strains of mice without any other stimulants. The presence of secondary stimulus, LPS, increases the disease incidence and severity. | Monoclonal antibodies | 0.2 ml (100 μg/ml) 0.2 μm filtered protein G purified antibody solution in PBS, containing 0.1% bovine serum albumin. | Dilutions to be used depend on detection system applied. It is recommended that users test the reagent and determine their own optimal dilutions. The typical starting working dilution is 1:25. For functional studies, in vitro dilutions have to be optimized in user’s experimental setting. |  | Mouse IgG2b | Mouse | 1. Nandakumar, K et al; Collagen Type II-specific monoclonal antibody-induced arthritis in mice. Description of the disease and the influence of age, sex and genes. Am J Pathol 2003, 163: 1827 2. Nandakumar, K et al; Collagen type II (CII)-specific antibodies induce arthritis in the absence of T or B cells but the arthritis progression is enhanced by CII-reactive T cells. Arthritis Res Ther 2004, 6: R544 3. Cook, A et al; Urokinase-type plasminogen activator and arthritis progression: role in systemic disease with immune complex involvement. Arthritis Research & Therapy 2010, 12:R37 | Product should be stored at 4°C. Under recommended storage conditions, product is stable for at least one year. | For research use only. Not for use in or on humans or animals or for diagnostics. It is the responsibility of the user to comply with all local/state and Federal rules in the use of this product. Hycult Biotech is not responsible for any patent infringements that might result with the use of or derivation of this product. | FS: M2139 suppresses the self-assembly of CII into fibrils (Ref. 2)
https://www.hycultbiotech.com/catalog/product/view/id/1308/s/hm1062-1/category/86/ | Collagen II, Mouse, mAb CIIC1 | 20 µg | Frozen sections, Functional studies, Immuno assays, Paraffin sections |  | The monoclonal antibody CIICI reacts with the C1 epitope (triple helical position 358-364) of collagen type II. Collagen is a structural protein in bone, cartillage and connective tissue. Collagen type II (CII) is the major collagen of the nucleus pulposa (a component of spine), cartilage and vitreous (a component of the eye). The most commonly used animal model for rheumatoid arthritis (RA) is the collagen-induced arthritis (CIA). Transfer of collagen type II specific monoclonal antibodies induces an acute form of arthritis (collagen type II antibody induced arthritis, CAIA). The monocolonal antibody CIIC1 has been shown to induce CAIA in naïve mice after injection of lipopolysacharide (LPS). However, in combination with the monoclonal antibody M2139, binding to the J1 epitope of CII, the pair of monoclonal antibodies induce arthritis in different strains of mice without any other stimulants. The presence of secondary stimulus, LPS, increases the disease incidence and severity. The monoclonal antibody CIIC1 is cross reactive with rat, bovine, chicken and human CII. | Monoclonal antibodies | 0.2 ml (100 µg/ml) 0.2 µm filtered antibody solution in PBS and 0.1% bovine serum albumin | For immunohistology dilutions to be used depend on detection system applied. It is recommended that users test the reagent and determine their own optimal dilutions. The typical starting working dilution is 1:10. |  | Mouse IgG2a | Mouse | 1. Nandakumar, K et al; Collagen Type II-specific monoclonal antibody-induced arthritis in mice. Description of the disease and the influence of age, sex and genes. Am J Pathol 2003, 163: 1827 2. Nandakumar, K et al; Collagen type II (CII)-specific antibodies induce arthritis in the absence of T or B cells but the arthritis progression is enhanced by CII-reactive T cells. Arthritis Res Ther 2004, 6: R544 | Product should be stored at 4 °C. Under recommended storage conditions, product is stable for one year. | For research use only. Not for use in or on humans or animals or for diagnostics. It is the responsibility of the user to comply with all local/state and Federal rules in the use of this product. Hycult Biotech is not responsible for any patent infringements that might result with the use of or derivation of this product. | The monoclonal antibody CIICI can be used for functional studies and for immunohistology on frozen and paraffin embedded sections. Furthermore the monoclonal antibody CIICI is useful in immunoassays as coating and detection.
https://www.hycultbiotech.com/catalog/product/view/id/1306/s/hm1060f-1/category/86/ | CD14, Mouse, mAb Sa14-2, FITC | 20 µg | Flow cytometry, Functional studies, Immuno fluorescence |  | The monoclonal antibody Sa14-2 recognizes the mouse monocyte marker CD14. The CD14 receptor is a pattern recognition molecule in the innate immune response against microorganisms and other exogenous and endogenous stress factors. CD14 was characterized as a receptor for LPS. The CD14 gene consists of two exons which code for a single mRNA that is translated into a protein of 375 amino acids. The CD14 protein is composed of eleven leucin-rich repeats, which are also found in TLR and which are important in PAMP binding. In contrast to TLR, however, CD14 lacks a transmembrane domain, and thus cannot initiate intracellular signal transduction by itself. The most important CD14 signaling co-receptor is toll-like receptor 4 (TLR4), which activates, among others, the nuclear factor κB (NF-κB) inflammatory pathway. The CD14 protein is processed in the endoplasmatic reticulum and expressed as a 55 kDa glycoprotein on the cell surface via a glycosylphosphatidyl (GPI) anchor. Like other GPI-anchored proteins, CD14 accumulates on the cell surface in microdomains known as lipid rafts. CD14 is expressed pre dominantly on the surface of 'myeloid' cells, such as monocytes, macrophages and neutrophils, but at lower levels also on epithelial cells, endothelial cells and fibroblasts. CD14 is also expressed in a soluble form (sCD14). sCD14 may result from secretion of the protein before coupling to the GPI anchor or from shedding or cleavage from the surface of monocytes. sCD14 is present in the circulation and other body fluids and levels of sCD14 in plasma increase during inflammation and infection. CD14 is a molecule with a broad range of functions. In addition to functioning as a pattern recognition receptor for a variety of microbial ligands, CD14 also acts as a receptor for endogenous molecules like intercellular adhesion molecule (ICAM)-3 on the surface of apoptotic cells, amyloid peptid, ceramide, and urate crystals. Ligation of CD14 by these ligands, except for apoptotic cells, mediates activation of inflammatory responses. | Monoclonal antibodies | 0.2 ml (100 μg/ml) 0.2 μm protein G purified FITC conjugated antibody solution in PBS, containing 1% bovine serum albumin and 0.02% sodium azide. | Dilutions to be used depend on detection system applied. It is recommended that users test the reagent and determine their own optimal dilutions. The typical starting working dilution is 1:50. | CD14 transfectant | Rat IgG2a | Mouse | 1. Akashi, S et al; Lipopolysaccharide interaction with cell surface Toll-like receptor 4-MD-2: higher affinity than that with MD-2 or CD14. I. Exp. Med. 2003, 198:1035-1042 2. Hajishengallis, G et al; Porphyromonas gingivalis fimbriae proactively modulate beta2 integrin adhesive activity and promote binding to and internalization by macrophages. Infect Immun 2006, 74: 5658 3. Kiyokawa, T et al. A single base mutation in the PRAT4A gene reveals differential interaction of PRAT4A with Toll-like receptors. Int Immunol 2008, 20:1407-1415 4. Wilkinson, T et al; Trappin-2 promotes early clearance of pseudomonas aeruginosa through CD14-dependent macrophage activation and neutrophil recruitment. Am J Pathol 2009, 174: 1338 | Product should be stored at 4 °C. Under recommended storage conditions, product is stable for at least one year. | For research use only. Not for use in or on humans or animals or for diagnostics. It is the responsibility of the user to comply with all local/state and federal rules in the use of this product. Hycult Biotech is not responsible for any patent infringements that might result from the use or derivation of this product. |  | Monocyte differentiation antigen CD14, Myeloid cell-specific leucine-rich glycoprotein, CD14 Gene name: Cd14
https://www.hycultbiotech.com/catalog/product/view/id/1305/s/hm1060-1/category/86/ | CD14, Mouse, mAb Sa14-2 | 20 µg | Flow cytometry, Functional studies, Immuno fluorescence, Immuno precipitation, Western blot |  | The monoclonal antibody Sa14-2 recognizes the mouse monocyte marker CD14. The CD14 receptor is a pattern recognition molecule in the innate immune response against microorganisms and other exogenous and endogenous stress factors. CD14 was characterized as a receptor for LPS. The CD14 gene consists of two exons which code for a single mRNA that is translated into a protein of 375 amino acids. The CD14 protein is composed of eleven leucin-rich repeats, which are also found in TLR and which are important in PAMP binding. In contrast to TLR, however, CD14 lacks a transmembrane domain, and thus cannot initiate intracellular signal transduction by itself. The most important CD14 signaling co-receptor is toll-like receptor 4 (TLR4), which activates, among others, the nuclear factor κB (NF-κB) inflammatory pathway. The CD14 protein is processed in the endoplasmatic reticulum and expressed as a 55 kDa glycoprotein on the cell surface via a glycosylphosphatidyl (GPI) anchor. Like other GPI-anchored proteins, CD14 accumulates on the cell surface in microdomains known as lipid rafts. CD14 is expressed pre dominantly on the surface of 'myeloid' cells, such as monocytes, macrophages and neutrophils, but at lower levels also on epithelial cells, endothelial cells and fibroblasts. CD14 is also expressed in a soluble form (sCD14). sCD14 may result from secretion of the protein before coupling to the GPI anchor or from shedding or cleavage from the surface of monocytes. sCD14 is present in the circulation and other body fluids and levels of sCD14 in plasma increase during inflammation and infection. CD14 is a molecule with a broad range of functions. In addition to functioning as a pattern recognition receptor for a variety of microbial ligands, CD14 also acts as a receptor for endogenous molecules like intercellular adhesion molecule (ICAM)-3 on the surface of apoptotic cells, amyloid peptid, ceramide, and urate crystals. Ligation of CD14 by these ligands, except for apoptotic cells, mediates activation of inflammatory responses. | Monoclonal antibodies | 0.2 ml (100 µg/ml) 0.2 µm filtered antibody solution in PBS, containing 0.1% bovine serum albumin. | For immunohistochemistry, flow cytometry and Western blotting, dilutions to be used depend on detection system applied. It is recommended that users test the reagent and determine their own optimal dilutions. The typical starting working dilution is 1:50. For functional studies, in vitro dilutions have to be optimized in user&rsquo;s experimental setting. | CD14 transfectant | Rat IgG2a | Mouse | 1. Akashi, S et al; Lipopolysaccharide interaction with cell surface Toll-like receptor 4-MD-2: higher affinity than that with MD-2 or CD14. I. Exp. Med. 2003, 198:1035-1042 2. Hajishengallis, G et al; Porphyromonas gingivalis fimbriae proactively modulate beta2 integrin adhesive activity and promote binding to and internalization by macrophages. Infect Immun 2006, 74: 5658 3. Kiyokawa, T et al. A single base mutation in the PRAT4A gene reveals differential interaction of PRAT4A with Toll-like receptors. Int Immunol 2008, 20:1407-1415 4. Wilkinson, T et al; Trappin-2 promotes early clearance of pseudomonas aeruginosa through CD14-dependent macrophage activation and neutrophil recruitment. Am J Pathol 2009, 174: 1338 5. Bi, S et al. Galectin-9 binding to cell surface protein disulfide isomerase regulates the redox environment to enhance T-cell migration and HIV entry. PNAS 2011, 108:10650 | Product should be stored at 4 °C. Under recommended storage conditions, product is stable for at least one year. The exact expiry date is indicated on the label. | For research use only. Not for use in or on humans or animals or for diagnostics. It is the responsibility of the user to comply with all local/state and federal rules in the use of this product. Hycult Biotech is not responsible for any patent infringements that might result from the use or derivation of this product. |  | Monocyte differentiation antigen CD14
https://www.hycultbiotech.com/catalog/product/view/id/1302/s/hm1057-1/category/86/ | JAM-C, Mouse, mAb CRAM-18F26 | 20 µg | Flow cytometry, Frozen sections, Functional studies, Immuno assays, Immuno precipitation |  | The monoclonal antibody CRAM-18 F26 recognizes junctional adhesion molecule-C (JAM-C) also known as JAM-2, a 45 kD cell adhesion molecule (CAM). JAM-C is a transmembrane protein which is a member of the immunoglobulin superfamily found at intercellular junctions of endothelial cells. JAM-C belongs together with JAM-A (JAM or JAM-1) and JAM-B (VE-JAM or JAM-3) to a family of adhesion proteins with a V-C2 immunoglobulin domain organization. JAM plays an important role in tight junctions where it is involved in cell-to-cell adhesion through homophilic interaction. It codistributes with other tight junction components as ZO-1, 7H6 antigen, cingulin and occludin. JAM-C is potentially involved in the junctional sealing of the vascular endothelium, in particular of high endothelial venules (HEV). In adult murine tissue JAM-C expression is reported to be restricted to high endothelial venules of lymphoid organs, lymphoendothelial cells and endothelial cells in kidney. Monoclonal antibody CRAM-18 F26 also reacts with human JAM-C. In humans, JAM-C expression is not restricted to endothelial cells, but is also expressed on human lymphocytes. | Monoclonal antibodies | 0.2 ml (100 µg/ml) 0.2 µm filtered antibody solution in PBS, containing 0.1% bovine serum albumin. | For immunohistology and flow cytometry, dilutions to be used depend on detection system applied. It is recommended that users test the reagent and determine their own optimal dilutions. The typical starting working dilution is 1:50. For inhibition of biological activity, dilutions have to be made according to the amounts of JAM-C to be inhibited. |  | Rat IgG2a | Mouse | 1. Aurrand-Lions, M et al; JAM-2, a novel immunoglobulin superfamily molecule, expressed by endothelial and lymphatic cells. J Biol Chem 2001, 276: 2733 2. Aurrand-Lions, M et al; Heterogeneity of endothelial junctions is reflected by differential expression and specific subcellular localization of the three JAM family members. Blood 2001, 98: 3699 3. Johnson-Leger, C et al; Junctional adhesion molecule-2 (JAM-2) promotes lymphocyte transendothelial migration. Blood 2002, 100: 2479 | Product should be stored at 4 °C. Under recommended storage conditions, product is stable for one year. | For research use only. Not for use in or on humans or animals or for diagnostics. It is the responsibility of the user to comply with all local/state and Federal rules in the use of this product. Hycult Biotech is not responsible for any patent infringements that might result with the use of or derivation of this product. | The monoclonal antibody CRAM-18 F26 can be used for immunoprecipitation, immunoassays as detector antibody, immunohistology on frozen sections and flow cytometry. Monoclonal antibody CRAM-18 F26 is also useful for inhibition of biological activity. The antibody cannot be used for Western blot and immunohistology on paraffin sections.
https://www.hycultbiotech.com/catalog/product/view/id/1300/s/hm1054f-1/category/86/ | TLR2, Mouse/Human, mAb T2.5, FITC | 20 µg | Flow cytometry, Frozen sections, Functional studies, Immuno assays, Immuno fluorescence, Immuno precipitation |  | The monoclonal antibody T2.5 recognizes mouse Toll-like receptor 2 (TLR2). Toll-like receptors (TLR) are highly conserved throughout evolution and have been implicated in the innate defense to many pathogens. At present, ligands for several of the TLR's, such as TLR2-6,9, have been identified, confirming their role in first line defense against invading microorganism. In mammals, TLRs are identified as type I transmembrane signaling receptors with an extracellular portion containing leucine-rich repeats with pattern recognition capabilities. Pathogen recognition by TLRs provokes rapid activation of innate immunity by inducing proliferation of proinflammatory cytokines and upregulation of costimulatory molecules and eventually toinitiation of adaptive immunity. TLR2 has been identified as a receptor that is central to the innate immune response to lipoproteins of Gram-negative bacteria, several whole Gram-positive bacteria, as well as a receptor for peptidoglycan and lipoteichoic acid and other bacterial cell membrane products. It is suggested that TLR2 is able to recognize such a wide variety of PAMPs (pathogen-specific molecular patterns) by forming heterodimers with other TLRs like e.g. TLR6.. TLR2 is essential for recognizing lipopeptides and lipoproteins from several microorganisms and also peptidoglycans derived from gram-positive bacteria. Bacterial species as diverse as mycobacteria, spirochetes, mycoplasma, Staphylococcus aureus, and Streptococcus pneumoniae have all been shown to mediate cellular activation via TLR2. | Monoclonal antibodies | 0.2 ml (100 μg/ml) 0.2 μm filtered protein G purified FITC conjugated antibody solution in PBS, containing 0.02% sodium azide and 1% bovine serum albumin. | Dilutions to be used depend on detection system applied. It is recommended that users test the reagent and determine their own optimal dilutions. The typical starting working dilution is 1:50. For functional studies, in vitro dilutions have to be optimized in user’s experimental setting. | Mouse TLR2 peptide | Mouse IgG1 | Human/Mouse | 1. Meng, G et al; Antagonistic antibody prevents toll-like receptor 2-driven lethal shock-like syndromes. J Clin Invest 2004, 113: 1473 2. Roura-Mir, C et al; Mycobacterium tuberculosis regulates CD1 antigen presentation pathways through TLR-2. J Immunol 2005, 175: 1758 3. Leemans, J et al; Renal-associated TLR2 mediates ischemia/reperfusion injury in the kidney. J Clin Invest 2005 115: 2894 4. Spiller, S et al; TLR4-induced IFN-γ production increases TLR2 sensitivity and drives Gram-negative sepsis in mice. JEM 2008, 205: 1747 5. Sutmuller, R et al; Toll-like receptor 2 controls expansion and function of regulatory T-cells. J Clin Invest 2006, 116:485 6. Brull, F et al; TLR2 activation is essential to induce a Th1 shift in human peripheral blood mononuclear cells by plant stanols and plant sterols. J Biol Chem 2010, 285:2951 7. Guan, Y et al; Human TLRs 10 and 1 share common mechanism of innate immune sensing but not signaling. J Immunol 2010, 184:5094 8. Stribos, E et al; Renal expression of Toll-like receptor 2 and 4: Dynamics in human allograft injury and comparison to rodents. Molecular Immunology 2015, 64: 82 9. Mason, L et al; Borrelia burgdorferi Induces TLR2-Mediated Migration of Activated Dendritic Cells in an Ex Vivo Human Skin Model. PLoS ONE 2016, 11: e0164040 10. Stoppelaar, S et al; Toll-Like Receptor Signalling Is Not Involved in Platelet Response to Streptococcus pneumoniae In Vitro or In Vivo. PLoS ONE 2016, 11: e0156977 | Product should be stored at 4 °C. Under recommended storage conditions, product is stable for one year. | For research use only. Not for use in or on humans or animals or for diagnostics. It is the responsibility of the user to comply with all local/state and federal rules in the use of this product. Hycult Biotech is not responsible for any patent infringements that might result from the use or derivation of this product. | IHC-F: 6 µm;m sections were fixed with aceton. Sections were blocked with goat serum and exposed o/n with T2.5. FC: 4*104 leukocytes/ml were stained for 30 minutes at 4 °C. FS: mice were injected i.p. with 1 mg T2.5, after 1h incubation mice were challenged;T2.5 5 µg/ml was added to cell culture. IP: 40 µg cleared protein was incubated with 2 µg T2.5 for 1h at 4 °C. IA: T2.5 as a detector. | TLR2, CD282, TIL4 Gene name: Tlr2
https://www.hycultbiotech.com/catalog/product/view/id/1299/s/hm1054-1/category/86/ | TLR2, Mouse/Human, mAb T2.5 | 20 µg | Flow cytometry, Frozen sections, Functional studies, Immuno assays, Immuno fluorescence, Immuno precipitation |  | The monoclonal antibody T2.5 recognizes human Toll-like receptor 2 (TLR2). Toll-like receptors (TLR) are highly conserved throughout evolution and have been implicated in the innate defense to many pathogens. At present, ligands for several of the TLR's, such as TLR2-6,9, have been identified, confirming their role in first line defense against invading microorganism. In mammals, TLRs are identified as type I transmembrane signaling receptors with an extracellular portion containing leucine-rich repeats with pattern recognition capabilities. Pathogen recognition by TLRs provokes rapid activation of innate immunity by inducing proliferation of proinflammatory cytokines and upregulation of costimulatory molecules and eventually toinitiation of adaptive immunity. TLR2 has been identified as a receptor that is central to the innate immune response to lipoproteins of Gram-negative bacteria, several whole Gram-positive bacteria, as well as a receptor for peptidoglycan and lipoteichoic acid and other bacterial cell membrane products. It is suggested that TLR2 is able to recognize such a wide variety of PAMPs (pathogen-specific molecular patterns) by forming heterodimers with other TLRs like e.g. TLR6. TLR2 is essential for recognizing lipopeptides and lipoproteins from several microorganisms and also peptidoglycans derived from gram-positive bacteria. Bacterial species as diverse as mycobacteria, spirochetes, mycoplasma, Staphylococcus aureus, and Streptococcus pneumoniae have all been shown to mediate cellular activation via TLR2. | Monoclonal antibodies | 0.2 ml (100 μg/ml) 0.2 μm filtered protein G purified antibody solution in PBS, containing 0.1% bovine serum albumin. The endotoxin concentration is < 24 EU/mg, determined with HIT302 LAL Assay. | Dilutions to be used depend on detection system applied. It is recommended that users test the reagent and determine their own optimal dilutions. The typical starting working dilution is 1:50. For functional studies, in vitro dilutions have to be optimized in user’s experimental setting. | Mouse TLR2 peptide | Mouse IgG1 | Human/Mouse | 1. Meng, G et al; Antagonistic antibody prevents toll-like receptor 2-driven lethal shock-like syndromes. J Clin Invest 2004, 113: 1473 2. Roura-Mir, C et al; Mycobacterium tuberculosis regulates CD1 antigen presentation pathways through TLR-2. J Immunol 2005, 175: 1758 3. Leemans, J et al; Renal-associated TLR2 mediates ischemia/reperfusion injury in the kidney. J Clin Invest 2005 115: 2894 4. Spiller, S et al; TLR4-induced IFN-γ production increases TLR2 sensitivity and drives Gram-negative sepsis in mice. JEM 2008, 205: 1747 5. Sutmuller, R et al; Toll-like receptor 2 controls expansion and function of regulatory T-cells. J Clin Invest 2006, 116:485 6. Brull, F et al; TLR2 activation is essential to induce a Th1 shift in human peripheral blood mononuclear cells by plant stanols and plant sterols. J Biol Chem 2010, 285:2951 7. Guan, Y et al; Human TLRs 10 and 1 share common mechanism of innate immune sensing but not signaling. J Immunol 2010, 184:5094 8. Stribos, E et al; Renal expression of Toll-like receptor 2 and 4: Dynamics in human allograft injury and comparison to rodents. Molecular Immunology 2015, 64: 82 9. Mason, L et al; Borrelia burgdorferi Induces TLR2-Mediated Migration of Activated Dendritic Cells in an Ex Vivo Human Skin Model. PLoS ONE 2016, 11: e0164040 10. Stoppelaar, S et al; Toll-Like Receptor Signalling Is Not Involved in Platelet Response to Streptococcus pneumoniae In Vitro or In Vivo. PLoS ONE 2016, 11: e0156977 | Product should be stored at 4 °C. Under recommended storage conditions, product is stable for one year. | For research use only. Not for use in or on humans or animals or for diagnostics. It is the responsibility of the user to comply with all local/state and federal rules in the use of this product. Hycult Biotech is not responsible for any patent infringements that might result from the use or derivation of this product. | IHC-F: 6 µm sections were fixed with aceton. Sections were blocked with goat serum and exposed o/n with T2.5. FC: 4*104 leukocytes/ml were stained for 30 minutes at 4 °C. FS: mice were injected i.p. with 1 mg T2.5, after 1h incubation mice were challenged;T2.5 5 µg/ml was added to cell culture. IP: 40 µg cleared protein was incubated with 2 µg T2.5 for 1h at 4 °C. IA: T2.5 as a detector. | TLR2, CD282, TIL4 Gene name: Tlr2
https://www.hycultbiotech.com/catalog/product/view/id/1298/s/hm1053f-1/category/86/ | Nectin-3, Mouse, mAb 103-A1, FITC | 20 µg | Flow cytometry, Frozen sections, Functional studies, Immuno assays, Immuno fluorescence |  | The monoclonal antibody 103-A1 recognizes mouse nectin-3. Nectin-3 is a 83 kDa type I transmembrane glycoprotein. Nectin, originally isolated as poliovirus receptor-related protein (PRR), is a cell-cell adhesion molecule of the immunoglobulin supergene family. Nectins are calciumindependent immunoglobulin-like cell-cell adhesion molecules consisting of four members, nectin 1-4. Nectins homophilically and heterophilically trans-interact to form a variety of cell-cell junctions, including cadherin-based adherens junctions in epithelial cells and fibroblasts in culture, synaptic junctions in neurons, and Sertoli cell-spermatid junctions in testis, in cooperation with, or independently of, cadherins. Both nectin-2 and nectin-3 are ubiquitously expressed, whereas nectin-1 is abundantly expressed in brain. Nectin-2 and -3 are expressed in cells where cadherin is not expressed, such as blood cells and spermatids. All members of the nectin family have two or three splice variants. For nectin-3, three isoforms exist: nectin-3α, -3β and -3g of which nectin-3α is the largest. Nectin-3, also known as PRR3, is a transmembrane protein that is predominantly expressed in testis and placental tissues as well in many cell lines. Nectin interacts in vivo with both long and short isoforms of afadin, an actin binding protein, at cadherin-based cell-cell adherence junctions in various tissues and cell lines. Furthermore, the ectodomains of nectin-3 and CD155 (Poliovirus Receptor) have shown strong affinity to each other. Injection of antibody 103-A1 into lumen of seminiferous tubules leads to disruption of the actin filaments in Sertoli cells at the Sertoli-maturing spermatid ectoplasmic specialization and exfoliation of maturing spermatids form the seminiferous epithelium. | Monoclonal antibodies | 0.2 ml (100 μg/ml) 0.2 μm protein G purified FITC conjugated antibody solution in PBS, containing 1% bovine serum albumin and 0.02% sodium azide. | Dilutions to be used depend on detection system applied. It is recommended that users test the reagent and determine their own optimal dilutions. The typical starting working dilution is 1:50. | Extracellular domain 50-400 aa of mouse Nectin-3 fused with IgG Fc (Ref.1). | Rat IgG2a | Mouse | 1. Satoh-Horikawa, K et al; Nectin-3 a new member of immunoglobulin-like cell adhesion molecules that shows homophilic and heterophilic cell-cell adhesion activities. J Biol Chem 2000, 275: 10291 2. Mizoguchi, A et al; Nectin: an adhesion molecule involved in formation of synapses. J Cell Biol, 2002, 156: 555 3. Ozaki-Kuroda, K et al; Nectin Couples Cell-Cell Adhesion and the Actin Scaffold at Heterotypic Testicular Junctions, supplementary material. Current Biology 2002, 12:1145 4. Mueller, S et al; Loss of nectin-2 at Sertoli-spermatid junctions leads to male infertility and correlates with severe spermatozoan head and midpiece malformation, impaired binding to the zona pellucida, and oocyte penetration. Biol Reprod 2003, 69: 1330 5. Guttman, J et al; Evidence that tubulobulbar complexes in the seminiferous epithelium are involved with internalization of adhesion junctions. Biol of Reprod 2004, 71: 548 6. Inagaki, M et al; Roles of cell-adhesion molecules nectin 1 and nectin 3 in ciliary body development. Development 2005, 132: 1525 7. Inagaki, M et al; Role of cell adhesion molecule nectin-3 in spermatid development. Genes Cells,2006, 11: 1125 | Product should be stored at 4 °C. Under recommended storage conditions, product is stable for at least one year. | For research use only. Not for use in or on humans or animals or for diagnostics. It is the responsibility of the user to comply with all local/state and federal rules in the use of this product. Hycult Biotech is not responsible for any patent infringements that might result from the use or derivation of this product. | IF: fixed in 2% paraformaldehyde in PBS optionally followed by methanol/aceton fixation (Ref 2-7). FC: 1 μg per 1 x 106 cells. FS: injection of 1 μg into lumen of seminiferous tubules. IA: Indirect ELISA on 0.5 μg/ml mouse nectin-3 coated per well. Positive signal with 2 μg/ml antibody. IF: Cells are fixed in 2 % paraformaldehyde in PBS, optionally followed by methanol/aceton fixation (Ref 1-6). | Poliovirus receptor-related protein 3, Nectin cell adhesion molecule 3, CD113 Gene name: Nectin3, Pvrl3
https://www.hycultbiotech.com/catalog/product/view/id/1297/s/hm1053-1/category/86/ | Nectin-3, Mouse, mAb 103-A1 | 20 µg | Flow cytometry, Frozen sections, Functional studies, Immuno assays, Immuno fluorescence, Immuno precipitation |  | The monoclonal antibody 103-A1 recognizes mouse nectin-3. Nectin-3 is a 83 kDa type I transmembrane glycoprotein. Nectin, originally isolated as poliovirus receptor-related protein (PRR), is a cell-cell adhesion molecule of the immunoglobulin supergene family. Nectins are calciumindependent immunoglobulin-like cell-cell adhesion molecules consisting of four members, nectin 1-4. Nectins homophilically and heterophilically trans-interact to form a variety of cell-cell junctions, including cadherin-based adherens junctions in epithelial cells and fibroblasts in culture, synaptic junctions in neurons, and Sertoli cell-spermatid junctions in testis, in cooperation with, or independently of, cadherins. Both nectin-2 and nectin-3 are ubiquitously expressed, whereas nectin-1 is abundantly expressed in brain. Nectin-2 and -3 are expressed in cells where cadherin is not expressed, such as blood cells and spermatids. All members of the nectin family have two or three splice variants. For nectin-3, three isoforms exist: nectin-3α, -3β and -3g of which nectin-3α is the largest. Nectin-3, also known as PRR3, is a transmembrane protein that is predominantly expressed in testis and placental tissues as well in many cell lines. Nectin interacts in vivo with both long and short isoforms of afadin, an actin binding protein, at cadherin-based cell-cell adherence junctions in various tissues and cell lines. Furthermore, the ectodomains of nectin-3 and CD155 (Poliovirus Receptor) have shown strong affinity to each other. Injection of antibody 103-A1 into lumen of seminiferous tubules leads to disruption of the actin filaments in Sertoli cells at the Sertoli-maturing spermatid ectoplasmic specialization and exfoliation of maturing spermatids form the seminiferous epithelium. | Monoclonal antibodies | 0.2 ml (100 µg/ml) 0.2 µm filtered antibody solution in PBS, containing 0.1% bovine serum albumin and 0.02% sodium azide | For immunohistochemistry and flow cytometry, dilutions to be used depend on detection system applied. It is recommended that users test the reagent and determine their own optimal dilutions. The typical starting working dilution is 1:50. | Recombinant mouse nectin-3 extracellular domain (50-400 aa) fused to IgG Fc | Rat IgG2a | Mouse | 1. Satoh-Horikawa, K et al; Nectin-3 a new member of immunoglobulin-like cell adhesion molecules that shows homophilic and heterophilic cell-cell adhesion activities. J Biol Chem 2000, 275: 10291 2. Mizoguchi, A et al; Nectin: an adhesion molecule involved in formation of synapses. J Cell Biol, 2002, 156: 555 3. Mueller, S et al; Loss of nectin-2 at Sertoli-spermatid junctions leads to male infertility and correlates with severe spermatozoan head and midpiece malformation, impaired binding to the zona pellucida, and oocyte penetration. Biol Reprod 2003, 69: 1330 4. Guttman, J et al; Evidence that tubulobulbar complexes in the seminiferous epithelium are involved with internalization of adhesion junctions. Biol of Reprod 2004, 71: 548 5. Inagaki, M et al; Roles of cell-adhesion molecules nectin 1 and nectin 3 in ciliary body development. Development 2005, 132: 1525 6. Inagaki, M et al; Role of cell adhesion molecule nectin-3 in spermatid development. Genes Cells,2006, 11: 1125 7. Toyama, Y et al; Disruption of ectoplasmic specilizations between Sertoli cells and maturing spermatids by anti-nectin-2 and anti-nectin-3 antibodies. Asain J Androl 2008, 10: 577 | Product should be stored at 4 °C. Under recommended storage conditions, product is stable for at least one year. The exact expiry date is indicated on the label. | For research use only. Not for use in or on humans or animals or for diagnostics. It is the responsibility of the user to comply with all local/state and federal rules in the use of this product. Hycult Biotech is not responsible for any patent infringements that might result from the use or derivation of this product. | IF: fixed in 2% paraformaldehyde in PBS optionally followed by methanol/aceton fixation (Ref 2-7) FC: 1 µg per 1 x 106 cells FS: injection of 1 µg into lumen of seminiferous tubules (Ref 7) IA: Indirect ELISA on 0.5 µg/ml mouse nectin-3 coated per well. Positive signal with 2 µg/ml antibody. IF: Cells are fixed in 2 % paraformaldehyde in PBS, optionally followed by methanol/aceton fixation (Ref 1-6) IP: 1-2 µg per 100-500 µg of total protein (1 ml of cell lysate) | PPR3, poliovirus receptor-related protein 3, PRR3, PVRR3, CD113
https://www.hycultbiotech.com/catalog/product/view/id/1290/s/hm1049-1/category/86/ | Mannose receptor, Mouse, mAb MR5D3 | 20 µg | Flow cytometry, Frozen sections, Functional studies, Immuno assays, Immuno fluorescence, Immuno precipitation, Western blot |  | The monoclonal antibody MR5D3 recognizes the Mannose Receptor (MR, also known as CD206), a member of the vertebrate C-type lectin family. MR is a pattern recognition receptor that is involved in both innate and adaptive immunity. The 175 kDa transmembrane protein consists of 5 domains: an amino-terminal cysteine-rich region, a fibronectin type II repeat, a series of eight tandem lectin-like carbohydrate recognition domains (responsible for the recognition of mannose and fucose), a transmembrane domain and an intracellular carboxy-terminal tail.The structure is shared by the family of multi lectin mannose receptors: the phospholipase A2-receptor, DEC 205 and the novel C-type lectin receptor (mannose receptor X). The MR recognises a wide range of gram positive and gram negative bacteria, yeasts, parasites and mycobacteria. Moreover, the MR has also been shown to bind and internalize tissue-type plasminogen activator. MR&rsquo;s are present on monocytes and dendritic cells (DC) and are presumed to play a role in innate and adaptive immunity, the latter via processing by DC. The expression of MR as observed in immunohistology is present on tissue macrophages, dendritic cells, a subpopulation of endothelial cells, Kupffer cells and sperm cells. The expression of MR on monocytes increases during culture and can be enhanced by cytokines such as IL-4. Labelling of MR expressing monocytes/macrophages increases with prolonged incubation time probably due to internalization of the MR-antibody-complex. Detection of the MR with anti-MR monoclonal antibody MR5D3 can substitute staining for mannose containing probes as labeled mannosylated BSA, a technique which is more cumbersome and less specific. | Monoclonal antibodies | 0.2 ml (100 µg/ml) 0.2 µm filtered antibody solution in PBS, containing 0.1% bovine serum albumin | For immunohistochemistry, flow cytometry and Western blotting, dilutions to be used depend on detection system applied. It is recommended that users test the reagent and determine their own optimal dilutions. The typical starting working dilution is 1:50. For functional studies, dilutions have to be optimized in user&rsquo;s experimental setting. | Chimaeric CRD4-7-Fc protein | Rat IgG2a | Mouse | 1. Zamze, S et al; Recognition of bacterial capsular polysaccharides and lipopolysaccharides by the macrophage mannose receptor. J Biol Chem 2002, 277: 41613 2. Martinez-Pomares, L et al. Analysis of mannose receptor regulation by IL4, IL10 an proteolytic processing using novel monoclonal antibodies. J. of Leuk Biol 2003, 73:604 3. Hassan, M et al. The schistosoa mansoni hepatic egg granuloma provides a favourable microenvironment for sustained growth of leishmania donovani. Am J Path 2006, 169:943 4. Duspasquir, M et al. The dermal microenvironment induces the expression of the alternative activation marker CD301/mGL in mononuclear phagocytes, independent of IL4/IL13 signalling. J Leuk Biol 2006, 80:838 5. Boskovic, J et al. Structural model for the mannose receptor family uncovered by electron microscopy of endo 180 and the mannose receptor. J Biol Chem 2006, 281:8780 6. McKenzie, E et al. Mannose receptor expression and function define a new population of murine dendritic cells. J immunol 2007, 178:4975 7. Miller, J et al. The mannose receptor mediates dengue virus infection of microphages. Plos pathogens 2008, 4:0001 8. Segura, E et al. Different cross-presentation pathways in steady-state and inflammatory dendritic cells. PNAS 2009 Dec 1;106:20377 9.-Hardison, S et al. Interleukin-17 is not required for classical macrophage activation in a pulmonary mouse model of Cryptococcus neoformans infection. Infect&amp;immune 2010, 78:5341 10.-Geier, H et al. Phagocytic receptors dictate phagosomal escape and intracellular proliferation of francisella tularensis. Infect Immun 2011, march 21 | Product should be stored at 4 °C. Under recommended storage conditions, product is stable for at least one year. The exact expiry date is indicated on the label. | For research use only. Not for use in or on humans or animals or for diagnostics. It is the responsibility of the user to comply with all local/state and federal rules in the use of this product. Hycult Biotech is not responsible for any patent infringements that might result from the use or derivation of this product. | FC: 2% paraformaldehyde fixed cells were labeled with 10 µg/ml of mAb. IHC-F:Sections fixed in ethanol or 2% paraformaldehyde were permeabilized with PBS/0.1% triton X100. After quenching and blocking mAb was added (10 µg/ml) and incubated for 1h IA: mAb was used as detector at 10 µg/ml for 2h. IP:MR was immunoprecipiated using antibody MR5D3 (10 µg/ml) and GammaBind Plus sepharose (Ref. 2) W: Cleared lysates were run on 6% SDS-PAGE under nonreducing conditions. After transfer blot was stained with mAb ( 2 µm/ml). FS: Antibody MR5D3 was used as a MR ligand to target MR+ dendtritic cells resulting in anti-rat IgG production (Ref. 6). | CD206, MMR, cLEC13D, Macrophage mannose receptor 1
https://www.hycultbiotech.com/catalog/product/view/id/1282/s/hm1040-1/category/86/ | MD-1, Mouse, mAb MD113 | 20 µg | Flow cytometry, Functional studies, Immuno fluorescence |  | The monoclonal antibody MD113 reacts with mouse MD-1. MD-1 (22-25 kD) is an extracellular protein associated with the extracellular domain of RP105. The latter is a type 1 transmembrane protein with leucine-rich repeats. RP105 is similar to Drosophila Toll. MD-1 associated with RP105 (similar to TLR4/MD-2) appears to be an essential molecule that helps RP105 on B-cells to signal to LPS. The MD113 antibody is antagonistic in LPS-induced B-cell proliferation and B7.2 up-regulation. | Monoclonal antibodies | 0.2 ml (100 µg/ml) 0.2 µm filtered antibody solution in PBS, containing 0.1% bovine serum albumin. | For flow cytometry, dilutions to be used depend on detection system applied. It is recommended that users test the reagent and determine their own optimal dilutions. The typical starting working dilution is 1:50. Before use in biological assays, the product must be filter sterilized and depending on the concentration to be used dialyzed against culture medium to remove the sodium azide added. Please inquire for availability of azide free solutions. |  | Rat IgG2b | Mouse | 1. Miyake, K et al; Mouse MD-1, a molecule that is physically associated with RP105 and positively regulates its expression. J Immunol 1998, 161: 1348 2. Nagai, Y et al; Requirement for MD-1 in cell surface expression of RP105/CD180 and B-cell responsiveness to lipopolysaccharide. Blood 2002, 99: 1699 | Product should be stored at 4 °C. Under recommended storage conditions, product is stable for one year. | For research use only. Not for use in or on humans or animals or for diagnostics. It is the responsibility of the user to comply with all local/state and Federal rules in the use of this product. Hycult Biotech is not responsible for any patent infringements that might result with the use of or derivation of this product. | The monoclonal antibody MD113 can be used for flow cytometry and functional studies. The monoclonal antibody cannot be used for Western blot and immunoprecipitation.
https://www.hycultbiotech.com/catalog/product/view/id/1279/s/hm1039f-1/category/86/ | Neutrophils, Mouse, mAb NIMP-R14, FITC | 20 µg | Flow cytometry, Frozen sections, Functional studies, Paraffin sections |  | The monoclonal antibody NIMP-R14 is highly specific for murine Ly-6G and Ly-6C. The Ly-6G/-6C locus encodes a family of Ly-6 proteins including Ly-6G and Ly-6C. Ly-6 antigens have a molecular weight between 15,000 and 18,000. Ly6G is together with Ly6c a component of the myeloid differentiation antigen Gr-1. Ly6G a GPI-anchored protein and is a good marker of peripheral neutrophils. Although predominantly presents on neutrophils, it is also expressed on a subset of eosinophils, differentiating pre-monocytes and plasmacytoid dendritic cells. Ly6C is a monocyte/macrophage and endothelial cell differentiation antigen regulated by interferon gamma, and may play a role in the development and maturation of lymphocytes. It is expressed on bone marrow cells, monocytes/macrophages, neutrophils, endothelial cells, and T cell subsets. Expression of Gr-1 in bone marrow correlates with granulocyte differentiation and maturation. However, the physiological role of Ly6G alone remains still unclear. The monoclonal antibody NIMP-R14 has been successfully used to stain polymorphonuclear (PMN) cells and monocytes for fluorescent activated cell sorting and in frozen and paraffin sections. Treatment with antibodies in vivo leads to neutropenia and has inhibitory effect on local immune responses.Furthermore, it has been shown to be useful for depletion of neutrophils in mice. It depletes neutrophils as soon as 6 hours after injection and up to 6 days. | Monoclonal antibodies | 0.2 ml (100 μg/ml) 0.2 μm filtered protein G purified FITC conjugated antibody solution in PBS, containing 1.0% BSA and 0.02% sodium azide. | Dilutions to be used depend on detection system applied. It is recommended that users test the reagent and determine their own optimal dilutions. The typical starting working dilution is 1:50. | Purified BALB/c mouse neutrophils | Rat IgG2b | Mouse | 1. Lopez, A et al; Differentiation antigens on mouse eosinophils and neutrophils identified by monoclonal antibodies, Brit J Haematology 1984, 57: 489 2. McLaren, D et al; Schistosoma mansoni: evidence that immunity in vaccinated and chronically infected CBA/Ca mice is sensitive to treatment with a monoclonal antibody that depletes cutaneous effector cells. Parasite Immunol 1987, 9: 667 3. Van Lent, P et al; Monocytes/macrophages rather than PMN are involved in early cartilage degradation in cationic immune complex arthritits in mice. J Leukoc Biol 1997, 61: 267 4. Lubberts, E et al; Adenoviral vector-mediated overexpression of IL-4 in the knee joint of mice with collagen-induced arthritis prevents cartilage destruction. J Immunol 1999, 163: 4546 5. Tacchini-Cottier, F et al; An immunomodulatory function for neutrophils during the induction of a CD4+ Th2 response in BALB/c mice infected with Leishmania major. J Immunol 2000, 165: 628 6. Vries de, B et al; Complement factor C5a mediates renal ischemia-reperfusion injury independent from neutrophils. J Immunol 2003, 170: 3883 7. Nagendra, S et al; Absence of cross-reactivity between murine Ly-6C and Ly-6G. Cytometry A 2004, 58: 195 8. Navarini, A et al; Innate Immune-induced depletion of bone marrow neutrophils aggravates systemic bacterial infections. PNAS 2009, 106: 7107 9. Paust, H et al; Chemokines play a critical role in the cross-regulation of Th1 and Th17 immune responses in murine crescentic glomerulonephritis. Kidney International, 2012. 10. Gao, N et al; Matrix Metalloproteinase-13 as a Target for Suppressing Corneal Ulceration Caused by Pseudomonas aeruginosa Infection. J Infect Dis. 2015 212:116 | Product should be stored at 4 °C. Under recommended storage conditions, product is stable for one year. | For research use only. Not for use in or on humans or animals or for diagnostics. It is the responsibility of the user to comply with all local/state and Federal rules in the use of this product. Hycult Biotech is not responsible for any patent infringements that might result with the use of or derivation of this product. | IHC-F: Tissue was fixed with acetone (Ref 6) IHC-P: Blocking with 20% normal rabbit serum (Ref 4). Use a mild or no antigen retrieval method. FC: 5 x 105 cells were incubated with 10 μg/ml antibody (Ref 3) FS: Neutrophil depletion. Mice were treated with NIMP-R14 given intraperitoneally at a dose of 1mg, 6h before infection (Ref 5) | Lymphocyte antigen 6 complex locus protein G6c, myeloid differentiation antigen Gr1 Gene name: Ly6g
https://www.hycultbiotech.com/catalog/product/view/id/1278/s/hm1039-1/category/86/ | Neutrophils, Mouse, mAb NIMP-R14 | 20 µg | Flow cytometry, Frozen sections, Functional studies, Immuno assays, Paraffin sections |  | The monoclonal antibody NIMP-R14 is highly specific for murine Ly-6G and Ly-6C. The Ly-6G/-6C locus encodes a family of Ly-6 proteins including Ly-6G and Ly-6C. Ly-6 antigens have a molecular weight between 15,000 and 18,000. Ly6G is together with Ly6c a component of the myeloid differentiation antigen Gr-1. Ly6G a GPI-anchored protein and is a good marker of peripheral neutrophils. Although predominantly presents on neutrophils, it is also expressed on a subset of eosinophils, differentiating pre-monocytes and plasmacytoid dendritic cells. Ly6C is a monocyte/macrophage and endothelial cell differentiation antigen regulated by interferon gamma, and may play a role in the development and maturation of lymphocytes. It is expressed on bone marrow cells, monocytes/macrophages, neutrophils, endothelial cells, and T cell subsets. Expression of Gr-1 in bone marrow correlates with granulocyte differentiation and maturation. However, the physiological role of Ly6G alone remains still unclear. The monoclonal antibody NIMP-R14 has been successfully used to stain polymorphonuclear (PMN) cells and monocytes for fluorescent activated cell sorting and in frozen and paraffin sections. Treatment with antibodies in vivo leads to neutropenia and has inhibitory effect on local immune responses. Furthermore, it has been shown to be useful for depletion of neutrophils in mice. It depletes neutrophils as soon as 6 hours after injection and up to 6 days. | Monoclonal antibodies | 0.2 ml (100 μg/ml) 0.2 μm filtered protein G purified antibody solution in PBS, containing 0.1% bovine serum albumin. The endotoxin concentration is < 24 EU/mg, determined with HIT302 LAL Assay. | Dilutions to be used depend on detection system applied. It is recommended that users test the reagent and determine their own optimal dilutions. The typical starting working dilution is 1:50. | Purified BALB/c mouse neutrophils | Rat IgG2b | Mouse | 1. Lopez, A et al; Differentiation antigens on mouse eosinophils and neutrophils identified by monoclonal antibodies, Brit J Haematology 1984, 57: 489 2. McLaren, D et al; Schistosoma mansoni: evidence that immunity in vaccinated and chronically infected CBA/Ca mice is sensitive to treatment with a monoclonal antibody that depletes cutaneous effector cells. Parasite Immunol 1987, 9: 667 3. Van Lent, P et al; Monocytes/macrophages rather than PMN are involved in early cartilage degradation in cationic immune complex arthritits in mice. J Leukoc Biol 1997, 61: 267 4. Lubberts, E et al; Adenoviral vector-mediated overexpression of IL-4 in the knee joint of mice with collagen-induced arthritis prevents cartilage destruction. J Immunol 1999, 163: 4546 5. Tacchini-Cottier, F et al; An immunomodulatory function for neutrophils during the induction of a CD4+ Th2 response in BALB/c mice infected with Leishmania major. J Immunol 2000, 165: 628 6. Vries de, B et al; Complement factor C5a mediates renal ischemia-reperfusion injury independent from neutrophils. J Immunol 2003, 170: 3883 7. Nagendra, S et al; Absence of cross-reactivity between murine Ly-6C and Ly-6G. Cytometry A 2004, 58: 195 8. Navarini, A et al; Innate Immune-induced depletion of bone marrow neutrophils aggravates systemic bacterial infections. PNAS 2009, 106: 7107 9. Paust, H et al; Chemokines play a critical role in the cross-regulation of Th1 and Th17 immune responses in murine crescentic glomerulonephritis. Kidney International, 2012. 10. Gao, N et al; Matrix Metalloproteinase-13 as a Target for Suppressing Corneal Ulceration Caused by Pseudomonas aeruginosa Infection. J Infect Dis. 2015 212:116 | Product should be stored at 4 °C. Under recommended storage conditions, product is stable for one year. | For research use only. Not for use in or on humans or animals or for diagnostics. It is the responsibility of the user to comply with all local/state and Federal rules in the use of this product. Hycult Biotech is not responsible for any patent infringements that might result with the use of or derivation of this product. | IHC-F: Tissue was fixed with acetone (Ref 6) IHC-P: Blocking with 20% normal rabbit serum (Ref 4). Use a mild or no antigen retrieval method. FC: 5 x 105 cells were incubated with 10 μg/ml antibody (Ref 3) FS: Neutrophil depletion. Mice were treated with NIMP-R14 given intraperitoneally at a dose of 1mg, 6h before infection (Ref 5) | Lymphocyte antigen 6 complex locus protein G6c, myeloid differentiation antigen Gr1 Gene name: Ly6g
https://www.hycultbiotech.com/catalog/product/view/id/1272/s/hm1031-1/category/86/ | CD180, Mouse, mAb RP/14 | 20 µg | Flow cytometry, Functional studies |  | Radioprotective 105 (RP105, CD180) is a type 1 transmembrane protein of 105 kDa with extracellular leucine-rich repeats (LLRs) and a short cytoplasmic tail. RP105, assigned as CD180, is similar to Drosophila Toll in the extracellular LLRs. Radioprotective 105 (RP105, CD180) expression is largely restricted to immune cells including CD19+ B cells and macrophages. Histological studies showed that RP105 is expressed mainly on mature B cells in mantle zones. Antibody-mediated (RP/14) cross-linking of RP105 induces resistance against irradiation-induced apoptosis, B-cell proliferation, and up-regulation of a costimulatory molecule B7.2, revealing RP105 as a potent regulator of B-cell activation. RP105 (CD180) has an important role in B-cell activation by LPS. It is important to note that RP105 associates with MD1, which is in this context important for RP105 with respect to B-cell surface expression and LPS recognition and signalling. MD-1 seems to be requisite for efficient expression of RP105. | Monoclonal antibodies | 0.2 ml (100 µg/ml) 0.2 µm filtered antibody solution in PBS, containing 0.1% bovine serum albumin. | For flow cytometry, dilutions to be used depend on detection system applied. It is recommended that users test the reagent and determine their own optimal dilutions. The typical starting working dilution is 1:50. |  | Rat IgG2a | Mouse | 1. Miyake, K et al; Mouse MD-1, a molecule that is physically associated with RP105 and positively regulates its expression. J Immunol 1998, 161: 1348 2. Nagai, Y et al; Requirement for MD-1 in cell surface expression of RP105/CD180 and B-cell responsiveness to lipopolysaccharide. Blood 2002, 99: 1699 | Product should be stored at 4 °C. Under recommended storage conditions, product is stable for one year. | For research use only. Not for use in or on humans or animals or for diagnostics. It is the responsibility of the user to comply with all local/state and Federal rules in the use of this product. Hycult Biotech is not responsible for any patent infringements that might result with the use or derivation of this product. | For flow cytometry, dilutions to be used depend on detection system applied. It is recommended that users test the reagent and determine their own optimal dilutions. The typical starting working dilution is 1:50. | RP105, Ly78
https://www.hycultbiotech.com/catalog/product/view/id/1271/s/hm1029f-1/category/86/ | TLR4/MD-2, Mouse, mAb MTS510, FITC | 20 µg | Flow cytometry, Frozen sections, Functional studies, Immuno fluorescence, Immuno precipitation |  | The monoclonal antibody MTS510 reacts with the Toll-like receptor 4 (TLR4, CD284) that is associated with MD2. TLRs are expressed by various cells of the immune system, such as macrophages and dendritic cells. TLRs are class I receptors, with a single α-helix that spans the cell membrane. They recognize and respond to molecules derived from bacterial, viral and fungal pathogens, such as lipopolysaccharide (LPS) from the outer membrane of Gram negative bacteria, peptidoglycan fragments from bacterial cell walls and single-stranded and double-stranded RNA from viruses. Toll-like receptor 4 (TLR4; CD284) has been identified, next to MD-2 and CD14, as a receptor that is central to the innate immune response to LPS of Gram-negative bacteria. TLR4 is unique among TLRs in its ability to activate two distinct signaling pathways; one pathway is activated by the adaptors TIRAP (Toll/interleukin-1- receptor (TIR)-domain-containing adaptor protein) and MyD88, which leads to the induction of pro‑inflammatory cytokines. The second pathway is activated by the adaptors TRIF (TIR-domaincontaining adaptor protein inducing interferon‑β) and TRAM (TRIFrelated adaptor molecule), which leads to the induction of type I interferons. MD-2 exists as a cell surface protein in association with TLR4. It also exists as secreted forms consisting of MD-2 monomer and multimers. Circulating sMD-2 is mainly present as a doublet of ~20 and 25 kD, representing differentially glycosylated forms. Unlike TLR4, sMD-2 binds directly LPS without the need of soluble CD14 (sCD14). However, LPS-MD-2 interactions are increased when LPS is pretreated with CD14. Only monomeric sMD-2 is biologically active and able to associate with TLR4 and LPS. sMD-2 circulates in plasma of healthy individuals as a non-active, polymeric protein. In septic plasma, the total amount of sMD-2 was strongly elevated and contained both sMD-2 polymers and monomers. Soluble MD-2 is proposed to be an important mediator of organ inflammation during sepsis. During experimental human endotoxemia, the monomeric and total sMD-2 content in plasma increased with the kinetics of an acute phase protein. This parallels enhanced TLR4 costimulatory activity. In vitro studies revealed that sMD-2 release appears to be restricted to endothelial and dendritic cells. The monoclonal antibody MTS510 reacts preferentially, especially in flow cytometry, with mouse TLR4 that is associated with MD-2. MTS510 is a TLR4 function-blocking antibody that is useful for studies on the role of TLR4 as a receptor for LPS induced cytokine production by TLR4 bearing cells. The antibody was shown to coprecipitate MD-2 (30 kDa) with TLR4 (100 kDa). | Monoclonal antibodies | 0.2 ml (100 µg/ml) 0.2 µm filtered FITC conjugated antibody solution in PBS, containing 1.0% bovine serum albumin and 0.02% sodium azide. | For immunohistology and flow cytometry dilutions to be used depend on detection system applied. It is recommended that users test the reagent and determine their own optimal dilutions. The typical starting working dilution is 1:50. | Ba/F3 cells expressing mouse TLR4 and MD-22 | Rat IgG2a | Mouse | 1. Nomura, F et al ; Cutting edge: Endotoxin tolerance in mouse peritoneal macrophages correlate with down-regulation of surface toll-like receptor 4 expression. J Immunol 2000, 164: 3476 2. Akashi, S et al; Cutting edge: Cell surface expression and lipopolysaccharide signalling via the toll-like receptor 4-MD-2 complex on mouse peritoneal macrophages. J Immunol 2000, 164: 3471 3. Sato, S et al; Synergy and cross-tolerance between toll-like receptor (TLR)2- and TLR4-mediated signaling pathways. J Immunol 2000, 165: 7096 4. Ortega-Cava, C et al; Strategic compartmentalization of toll-like receptor 4 in the mouse gut. J Immunol 2003, 170: 3977 5. Tsujimoto, H. A critical role of CpG motifs in a murine peritonitis model by their binding to highly expressed toll-like receptor-9 on liver NTK cells. J hepatology 2006, 45: 836 6. Cook,C et al. Lipopolysaccharide, Tumor Necrosis Factor alpha, or Interleukin-1&beta; triggers reactivation of latent CMV in immunocompetent mice. J virology 2006, 80: 9151 7. Tsukumo_D et al. Loss-of-function mutation in Toll-like receptor 4 prevents diet-induced obesity and insulin resistance. Diabetes 2007, 56: 1986 8. Burton, O et al. Importance of TLR2 in the direct response of T lymphocytes to Schistosoma mansoni antigens. Eur J Immunol 2010, 40: 2221 | Product should be stored at 4 °C. Under recommended storage conditions, product is stable for one year. | For research use only. Not for use in or on humans or animals or for diagnostics. It is the responsibility of the user to comply with all local/state and Federal rules in the use of this product. Hycult Biotech is not responsible for any patent infringements that might result with the use of or derivation of this product. | F: 6 µm acetone fixed sections blocked with 0.3% hydrogen peroxidase in methanol and subsequently with normal serum. Sections were incubated for 2h at RT at 1/100 dilution of mAb Fc: Cells were incubated with 0.1 µm mAb for 30 minutes at 4 °C FS: Cells were pre-incubated with 10 µg/ml of antagonistic mAb MTS510 RAW264.7 cells (105) were stained with 4 µg/ml mAb for 1h at 4 °C (black- isotype control, red- irrelevant mAb, Blue- HM1029) | Toll-like receptor 4:- TLR4, CD284, ARMD10 MD2: ESOP-1; myeloid differentiation protein-2; lymphocyte antigen 96 (Ly-96)
https://www.hycultbiotech.com/catalog/product/view/id/1270/s/hm1029-1/category/86/ | TLR4/MD-2, Mouse, mAb MTS510 | 20 µg | Flow cytometry, Frozen sections, Functional studies, Immuno fluorescence, Immuno precipitation |  | The monoclonal antibody MTS510 reacts with the Toll-like receptor 4 (TLR4, CD284) that is associated with MD2. TLRs are expressed by various cells of the immune system, such as macrophages and dendritic cells. TLRs are class I receptors, with a single α-helix that spans the cell membrane. They recognize and respond to molecules derived from bacterial, viral and fungal pathogens, such as lipopolysaccharide (LPS) from the outer membrane of Gram negative bacteria, peptidoglycan fragments from bacterial cell walls and single-stranded and double-stranded RNA from viruses. Toll-like receptor 4 (TLR4; CD284) has been identified, next to MD-2 and CD14, as a receptor that is central to the innate immune response to LPS of Gram-negative bacteria. TLR4 is unique among TLRs in its ability to activate two distinct signaling pathways; one pathway is activated by the adaptors TIRAP (Toll/interleukin-1- receptor (TIR)-domain-containing adaptor protein) and MyD88, which leads to the induction of pro‑inflammatory cytokines. The second pathway is activated by the adaptors TRIF (TIR-domaincontaining adaptor protein inducing interferon‑β) and TRAM (TRIFrelated adaptor molecule), which leads to the induction of type I interferons. MD-2 exists as a cell surface protein in association with TLR4. It also exists as secreted forms consisting of MD-2 monomer and multimers. Circulating sMD-2 is mainly present as a doublet of ~20 and 25 kD, representing differentially glycosylated forms. Unlike TLR4, sMD-2 binds directly LPS without the need of soluble CD14 (sCD14). However, LPS-MD-2 interactions are increased when LPS is pretreated with CD14. Only monomeric sMD-2 is biologically active and able to associate with TLR4 and LPS. sMD-2 circulates in plasma of healthy individuals as a non-active, polymeric protein. In septic plasma, the total amount of sMD-2 was strongly elevated and contained both sMD-2 polymers and monomers. Soluble MD-2 is proposed to be an important mediator of organ inflammation during sepsis. During experimental human endotoxemia, the monomeric and total sMD-2 content in plasma increased with the kinetics of an acute phase protein. This parallels enhanced TLR4 costimulatory activity. In vitro studies revealed that sMD-2 release appears to be restricted to endothelial and dendritic cells. The monoclonal antibody MTS510 reacts preferentially, especially in flow cytometry, with mouse TLR4 that is associated with MD-2. MTS510 is a TLR4 function-blocking antibody that is useful for studies on the role of TLR4 as a receptor for LPS induced cytokine production by TLR4 bearing cells. The antibody was shown to coprecipitate MD-2 (30 kDa) with TLR4 (100 kDa). | Monoclonal antibodies | 0.2 ml (100 µg/ml) 0.2 µm filtered antibody solution in PBS and 0.1% bovine serum albumin. | For immunohistology and flow cytometry dilutions to be used depend on detection system applied. It is recommended that users test the reagent and determine their own optimal dilutions. The typical starting working dilution is 1:50. | Ba/F3 cells expressing mouse TLR4 and MD-22 | Rat IgG2a | Mouse | 1. Nomura, F et al ; Cutting edge: Endotoxin tolerance in mouse peritoneal macrophages correlate with down-regulation of surface toll-like receptor 4 expression. J Immunol 2000, 164: 3476 2. Akashi, S et al; Cutting edge: Cell surface expression and lipopolysaccharide signalling via the toll-like receptor 4-MD-2 complex on mouse peritoneal macrophages. J Immunol 2000, 164: 3471 3. Sato, S et al; Synergy and cross-tolerance between toll-like receptor (TLR)2- and TLR4-mediated signaling pathways. J Immunol 2000, 165: 7096 4. Ortega-Cava, C et al; Strategic compartmentalization of toll-like receptor 4 in the mouse gut. J Immunol 2003, 170: 3977 5. Tsujimoto, H. A critical role of CpG motifs in a murine peritonitis model by their binding to highly expressed toll-like receptor-9 on liver NTK cells. J hepatology 2006, 45: 836 6. Cook,C et al. Lipopolysaccharide, Tumor Necrosis Factor alpha, or Interleukin-1&beta; triggers reactivation of latent CMV in immunocompetent mice. J virology 2006, 80: 9151 7. Tsukumo_D et al. Loss-of-function mutation in Toll-like receptor 4 prevents diet-induced obesity and insulin resistance. Diabetes 2007, 56: 1986 8. Burton, O et al. Importance of TLR2 in the direct response of T lymphocytes to Schistosoma mansoni antigens. Eur J Immunol 2010, 40: 2221 | Product should be stored at 4 °C. Under recommended storage conditions, product is stable for one year. | For research use only. Not for use in or on humans or animals or for diagnostics. It is the responsibility of the user to comply with all local/state and Federal rules in the use of this product. Hycult Biotech is not responsible for any patent infringements that might result with the use of or derivation of this product. | F: 6 µm acetone fixed sections blocked with 0.3% hydrogen peroxidase in methanol and subsequently with normal serum. Sections were incubated for 2h at RT at 1/100 dilution of mAb Fc: Cells were incubated with 0.1 µm mAb for 30 minutes at 4 °C FS: Cells were pre-incubated with 10 µg/ml of antagonistic mAb MTS510 RAW264.7 cells (105) were stained with 4 µg/ml mAb for 1h at 4 °C (black- isotype control, red- irrelevant mAb, Blue- HM1029) | Toll-like receptor 4:- TLR4, CD284, ARMD10 MD2: ESOP-1; myeloid differentiation protein-2; lymphocyte antigen 96 (Ly-96)
https://www.hycultbiotech.com/catalog/product/view/id/1269/s/hm1027-1/category/86/ | LBP, Mouse, mAb RR433-8 | 20 µg | Functional studies, Immuno assays, Western blot |  | The monoclonal antibody RR433-8 reacts highly specific with mouse natural and recombinant LBP. The antibody is a type II antibody blocking the LPS binding to CD14. LPS binding protein (LBP) is an approximately 60 kDa acute phase protein that is produced by hepatocytes. This protein strongly binds to LPS and has been shown to play an important role in the handling of LPS by the host. A number of functions of LBP have been reported. First, LBP transfers LPS to the LPS receptor CD14 on mononuclear phagocytes, leading to an 100-1,000-fold increased sensitivity of the cells to LPS. Furthermore, LBP can enhance the response of CD14 negative cells by acceleration of LPS binding to soluble CD14, a complex that stimulates these cells. Next, LBP transfers LPS into High Density Lipoprotein (HDL), which effectively neutralizes its biological potency. LBP was demonstrated to protect mice from septic shock caused by LPS or gram negative bacteria. | Monoclonal antibodies | 0.2 ml (100 µg/ml) 0.2 µm filtered antibody solution in PBS, containing 0.1% bovine serum albumin. | For Western blotting dilutions to be used depend on detection system applied. It is recommended that users test the reagent and determine their own optimal dilutions. The typical starting working dilution is 1:10. For neutralization of biological activity dilutions have to be made according to the amounts LBP to be inactivated. Before use in biological assays, the product must be filter sterilized and depending on the concentration to be used dialyzed against culture medium to remove the sodium azide added. Please inquire for availability of azide free solutions. |  | Rat IgG2a | Mouse | 1.Le Roy, D et al; Monoclonal antibodies to murine lipopolysaccharide (LPS)-binding protein (LBP) protect mice from lethal endotoxemia by blocking either the binding of LPS to LBP or the presentation of LPS/LBP complexes to CD14. J Immunol 1999, 162: 7454 2. Le Roy, D et al; Critical role of lipopolysaccharide-binding protein and CD14 in immune response against gram-negative bacteria. J Immunol 2001, 169: 2759 | Product should be stored at 4 °C. Under recommended storage conditions, product is stable for one year. | For research use only. Not for use in or on humans or animals or for diagnostics. It is the responsibility of the user to comply with all local/state and Federal rules in the use of this product. Hycult Biotech is not responsible for any patent infringements that might result with the use of or derivation of this product. | The antibody can be used for functional studies in vitro and in vivo aimed at blocking LBP. Furthermore the antibody is useful for immuno assays and for Western blotting.
https://www.hycultbiotech.com/catalog/product/view/id/1268/s/hm1026-1/category/86/ | LBP, Mouse, mAb M330-19 | 20 µg | Functional studies, Immuno assays |  | The monoclonal antibody M330-19 reacts highly specific with mouse natural and recombinant LBP. The antibody is a type I antibody blocking the LPS binding to LBP. LPS binding protein (LBP) is an approximately 60 kDa acute phase protein that is produced by hepatocytes. This protein strongly binds to LPS and has been shown to play an important role in the handling of LPS by the host. A number of functions of LBP have been reported. First, LBP transfers LPS to the LPS receptor CD14 on mononuclear phagocytes, leading to an 100-1,000-fold increased sensitivity of the cells to LPS. Furthermore, LBP can enhance the response of CD14 negative cells by acceleration of LPS binding to soluble CD14, a complex that stimulates these cells. Next, LBP transfers LPS into High Density Lipoprotein (HDL), which effectively neutralizes its biological potency. LBP was demonstrated to protect mice from septic shock caused by LPS or gram negative bacteria. | Monoclonal antibodies | 0.2 ml (100 µg/ml) 0.2 µm filtered antibody solution in PBS, containing 0.1% bovine serum albumin. | Dilutions to be used depend on detection system applied. It is recommended that users test the reagent and determine their own optimal dilutions. The typical starting working dilution is 1:10. For neutralization of biological activity dilutions have to be made according to the amounts LBP to be inactivated. |  | Rat IgG2a | Mouse | 1.Le Roy, D et al; Monoclonal antibodies to murine lipopolysaccharide (LPS)-binding protein (LBP) protect mice from lethal endotoxemia by blocking either the binding of LPS to LBP or the presentation of LPS/LBP complexes to CD14. J Immunol 1999, 162: 7454 2. Le Roy, D et al; Critical role of lipopolysaccharide-binding protein and CD14 in immune response against gram-negative bacteria. J Immunol 2001, 169: 2759 3. Heumann, D et al; Role of Plasma, Lipopolysaccharide-Binding Protein, and CD14 in Response of Mouse Peritoneal Exudate Macrophages to Endotoxin. Inf and Immun 2001, 69:378 | Product should be stored at 4°C. Under recommended storage conditions, product is stable for one year. | For research use only. Not for use in or on humans or animals or for diagnostics. It is the responsibility of the user to comply with all local/state and Federal rules in the use of this product. Hycult Biotech is not responsible for any patent infringements that might result with the use of or derivation of this product. | The antibody can be used for functional studies in vitro and in vivo aimed at blocking LBP. Furthermore the antibody is useful for immuno assays.
https://www.hycultbiotech.com/catalog/product/view/id/1265/s/hm1024-1/category/86/ | IL-1RI, Mouse, mAb D1f3 | 20 µg | Functional studies, Western blot |  | The monoclonal antibody binds to soluble mouse interleukin-1 receptor type I. The IL-1 system includes two agonists (IL-1alpha and IL-1beta), converting enzymes, antagonists, two receptors (IL-1RI and IL-1RII) and the IL-1 receptor accessory protein. Interleukin-1 signal is transduced through the type I receptor. | Monoclonal antibodies | 0.2 ml (100 µg/ml) 0.2 µm filtered antibody solution in PBS, containing 0.02% sodium azide and 0.1% bovine serum albumin. | For Western blotting dilutions to be used depend on detection system applied. It is recommended that users test the reagent and determine their own optimal dilutions. The typical starting working dilution is 1:10. For neutralization of biological activity dilutions have to be made according to the amounts IL-1 RI to be inactivated. Before use in biological assays, the product must be filter sterilized and depending on the concentration to be used dialyzed against culture medium to remove the sodium azide added. Please inquire for availability of azide free solutions. |  | Rat IgG1 | Mouse | 1. Kojouharoff, G et al; Neutralization of tumour necrosis factor (TNF) but not of IL-1 reduces inflammation in chronic dextran sulphate sodium induced colitis in mice. Clin Exp Immunol 1997, 107: 353 2. Stern, A et al; Purification to homogeneity and amino acid sequence analysis of a receptor protein for interleu- kin-1. Arch Biochem Biophys 1989, 274: 26 | Product should be stored at 4 °C. Under recommended storage conditions, product is stable for one year. | For research use only. Not for use in or on humans or animals or for diagnostics. It is the responsibility of the user to comply with all local/state and Federal rules in the use of this product. Hycult Biotech is not responsible for any patent infringements that might result with the use of or derivation of this product. | The antibody can be used for Western blotting. Furthermore the antibody is useful for inhibition in biological assays, in vitro as well as in vivo. Although for in vitro use the monoclonal antibody HM1022 (clone Reg21) is recommended.
https://www.hycultbiotech.com/catalog/product/view/id/1263/s/hm1022-1/category/86/ | IL-1RI, Mouse, mAb Reg21 | 20 µg | Functional studies, Immuno assays |  | The monoclonal antibody binds to soluble mouse interleukin-1 receptor type I. The IL-1 system includes two agonists (IL-1alpha and IL-1beta), converting enzymes, antagonists, two receptors (IL-1RI and IL-1RII) and the IL-1 receptor accessory protein. Interleukin-1 signal is transduced through the type I receptor. | Monoclonal antibodies | 0.2 ml (100 µg/ml) 0.2 µm filtered protein G purified antibody solution in PBS, containing 0.1% bovine serum albumin. | Dilutions to be used depend on detection system applied. It is recommended that users test the reagent and determine their own optimal dilutions. The typical starting working dilution is 1:10. For neutralization of biological activity dilutions have to be made according to the amounts IL-1RI to be inactivated. |  | Rat IgG1 | Mouse | 1. Kojouharoff, G et al; Neutralization of tumour necrosis factor (TNF) but not of IL-1 reduces inflammation in chronic dextran sulphate sodium induced colitis in mice. Clin Exp Immunol 1997, 107: 353 2. Stern, A et al; Purification to homogeneity and amino acid sequence analysis of a receptor protein for interleu- kin-1. Arch Biochem Biophys 1989, 274: 26 | Product should be stored at 4°C. Under recommended storage conditions, product is stable for one year. | For research use only. Not for use in or on humans or animals or for diagnostics. It is the responsibility of the user to comply with all local/state and Federal rules in the use of this product. Hycult Biotech is not responsible for any patent infringements that might result with the use of or derivation of this product. | The antibody can be used for immuno assays and purification. Furthermore the antibody is useful for inhibition in biological assays, in vitro as well as in vivo.
https://www.hycultbiotech.com/catalog/product/view/id/1262/s/hm1021-1/category/86/ | TNF-alpha, Mouse, mAb V1q | 20 µg | Flow cytometry, Functional studies |  | The monoclonal antibody V1q recognizes mouse tumor necrosis factor alpha (TNF-α). TNF-α is the prototype cytokine of the family of TNF-related ligands, which are based on structural and functional homologies. TNF-α is synthesized as type II transmembrane protein. TNF-α can be recognized by two different membrane receptors, namely TNF-R1 and TNF-R2. TNF-α is present in a membrane-bound (tmTNF) as well as soluble form (sTNF). The membrane-bound form of TNF-α is recognized by both TNF receptors with high affinity, whereas the soluble form is recognized more superiorly by TNF-R1. TNF-α is produced by many different cell types including macrophages, T lymphocytes, NK cells, neutrophils and endothelial cells. Cells differ in the expression of the two TNF-receptors and sTNF versus tmTNF, respectively. TNF-α, a homotrimeric 17 kDa protein, is a potent mediator of inflammatory and metabolic functions. TNF-α was originally detected as a highly cytotoxic cytokine for tumor cells, it causes tumor necrosis in vivo and shows cytolytic activity against tumor cells in vitro. Furthermore, TNF-α has been implied as central mediator in shock induced by gram negative micro-organisms. TNF-α induces on its turn the production of many other cytokines. Furthermore, TNF-α has been found in inflammatory foci such as synovial effusions in rheumatoid arthritis, systemic circulation in septic shock, parasitemia and rejection of renal transplants. The monoclonal antibody V1q recognizes both natural and recombinant TNF-α and shows neutralizing activity. | Monoclonal antibodies | 0.2 ml (100 µg/ml) 0.2 µm filtered antibody solution in PBS, containing 0.1% bovine serum albumin. | For flow cytometry, dilutions to be used depend on detection system applied. It is recommended that users test the reagent and determine their own optimal dilutions. The typical starting working dilution is 1:50. For functional studies, in vitro dilutions have to be optimized in user’s experimental setting. | Cytotoxin purified from conA induced T cell clone 29 |  | Mouse | 1.-Echtenacher, B et al; Requirement of endogenous tumor necrosis factor/cachectin for recovery from experimental peritonitis. J Immunol 1990, 145: 3762 2.-Gerspach, J et al; Detection of membrane-bound tumor necrosis Factor (TNF): an analysis of TNF-specific reagents. Microsc Res Tech 2000, 50: 243 3.-Demjen, D et al; Neutralization of CD95 ligand promotes regeneration and functional recovery after spinal cord injury. Nat Med 2004, 10: 389 4.-Rajashekhar, G et al; Divergent and convergent effects on gene expression and function in acute versus chronic endothelial activation. Physiol Genomics 2007, 31: 104 5.-Sangaletti, S et al; Oncogene-driven intrinsic inflammation induces leukocyte production of tumor necrosis factor that critically contributes to mammary carcinogenesis. Cancer Res 2010, 70: 7764 | Product should be stored at 4 °C. Under recommended storage conditions, product is stable for at least one year. The exact expiry date is indicated on the label. | For research use only. Not for use in or on humans or animals or for diagnostics. It is the responsibility of the user to comply with all local/state and federal rules in the use of this product. Hycult Biotech is not responsible for any patent infringements that might result from the use or derivation of this product. | FC: Antibody V1q stains the extracellular domain of mouse TNF-;. The CHO cells were fixed in PBA containing 0.2 % formaldehyde before staining. As positive control mTNF-; transfected cells were used. (Ref.2) FS: Antibody V1q functions as a neutralizing antibody. The antibody was functionally tested by neutralization of the cytopathic effect of cytotoxin in the L929 TNF bioassay. The biological activity of the antibody can be defined as the concentration of V1q required to neutralize 100 U/ml of TNF/cytotoxin. (Ref.1) | TNF, TNF-SF2, DIF, cachectin, TNF-α, tumor necrosis factor ligand superfamily member 2
https://www.hycultbiotech.com/catalog/product/view/id/1257/s/hm1011f-1/category/86/ | TNF-RII, Mouse, mAb HM102, FITC | 20 µg | Flow cytometry, Frozen sections, Functional studies, Immuno assays, Immuno precipitation, Western blot |  | The monoclonal antibody HM102 recognizes the extracellular part of membrane-bound TNF-RII as well as the soluble form of TNF-RII which is generated by proteolytic cleavage of the extracellular domain. The soluble form can still bind TNF-alpha with high affinity and functions as a TNF-alpha antagonist. TNF-alpha is an important signalling protein in the immune system which can activate inflammatory responses, induce apoptosis, regulate cellular proliferation, and may even promote cancer progression. TNF-alpha can bind to two structurally distinct membrane receptors, TNF-RI and TNFRII, which have both distinct and overlapping downstream signaling cascades. TNFRI is believed to be expressed on nearly all cell types, whereas TNFRII exhibits more restricted expression, being found on certain subpopulations of immune cells and several other cell types. A dominant role of TNFRII has been shown in thymocyte activation by TNF-alpha, whereas induction of cytotoxicity and other functions are mediated largely by TNF-RI. TNF-RI is equally well activated by both the 17 kDa soluble and 26 kDa membrane-bound form, whereas TNF-RII is activated only by the membrane bound form of TNF-alpha. The antibody is a agonistic receptor modulating antibody. It enhances in vitro TNF alpha responses by increasing the affinity of the soluble form of TNF-alpha for TNF-RII. | Monoclonal antibodies | 0.2 ml (100 μg/ml) 0.2 μm protein G purified FITC conjugated antibody solution in PBS, containing 1% bovine serum albumin and 0.02% sodium azide. | Dilutions to be used depend on detection system applied. It is recommended that users test the reagent and determine their own optimal dilutions. The typical starting working dilution is 1:50. For functional studies, in vitro dilutions have to be optimized in user’s experimental setting. |  | Rat IgG2a | Mouse | 1. Tacchini-Cottier, F et al; Role of TNFR1 and TNFR2 in TNF-induced platelet consumption in mice. J Immunol 1998, 160: 6182 2. Brekke, O et al. Specificity of endogenous fatty acid release during tumor necrosis factor-induced apoptosis in WEHI164 fibrosarcoma cells. J of Lipid res. 1999, 40:2223 3. Marchetti, L et al; Tumor Necrosis Factor (TNF)-mediated neuroprotection against glutamate-induced excitotoxicity is enhanced by N-methyl-D-aspartate receptor activation. J Biol Chem 2004, 279: 32869 4. Taoufik, E et al; FLIPL protects neurons against in vivo ischemia and in vitro glucose deprivation-induced cell death. J Neurosci 2007, 27: 6633 5. Veroni, C et al; Activation of TNF receptor 2 in microglia promotes induction of anti-inflammatory pathways. Mol Cell Neurosci 2010, 45: 234 6. Chee, J et al. TNF receptor 1 deficiency increases regulatory T cell function in nonobese diabetic mice. J immunol 2011, 187:1702-1712 | Product should be stored at 4 °C. Under recommended storage conditions, product is stable for at least one year. The exact expiry date is indicated on the label. | For research use only. Not for use in or on humans or animals or for diagnostics. It is the responsibility of the user to comply with all local/state and federal rules in the use of this product. Hycult Biotech is not responsible for any patent infringements that might result from the use or derivation of this product. | FS: In most cases 2μg/ml acts agonistically FC: 100.000 microglia cells were incubated with 10μg/ml PBS/1%serum for 30 min on ice W: A reduced sample treatment and SDS-Page was used. The band size (s) is 75 kDa (Ref.4). | Tumor necrosis factor receptor superfamily member 1B, CD120b, TNF-R2, p75, p80 TNF-alpha receptor Gene name: Tnfrsf1b
https://www.hycultbiotech.com/catalog/product/view/id/1255/s/hm1011-1/category/86/ | TNF-RII, Mouse, mAb HM102 | 20 µg | Flow cytometry, Frozen sections, Functional studies, Immuno assays, Immuno precipitation, Western blot |  | The monoclonal antibody HM102 recognizes the extracellular part of membrane-bound TNF-RII as well as the soluble form of TNF-RII which is generated by proteolytic cleavage of the extracellular domain. The soluble form can still bind TNF-alpha with high affinity and functions as a TNF-alpha antagonist. TNF-alpha is an important signalling protein in the immune system which can activate inflammatory responses, induce apoptosis, regulate cellular proliferation, and may even promote cancer progression. TNF-alpha can bind to two structurally distinct membrane receptors, TNF-RI and TNFRII, which have both distinct and overlapping downstream signaling cascades. TNFRI is believed to be expressed on nearly all cell types, whereas TNFRII exhibits more restricted expression, being found on certain subpopulations of immune cells and several other cell types. A dominant role of TNFRII has been shown in thymocyte activation by TNF-alpha, whereas induction of cytotoxicity and other functions are mediated largely by TNF-RI. TNF-RI is equally well activated by both the 17 kDa soluble and 26 kDa membrane-bound form, whereas TNF-RII is activated only by the membrane bound form of TNF-alpha. The antibody is a agonistic receptor modulating antibody. It enhances in vitro TNF alpha responses by increasing the affinity of the soluble form of TNF-alpha for TNF-RII. | Monoclonal antibodies | 0.2 ml (100 μg/ml) 0.2 μm protein G purified antibody solution in PBS, containing 0.1% bovine serum albumin. | Dilutions to be used depend on detection system applied. It is recommended that users test the reagent and determine their own optimal dilutions. The typical starting working dilution is 1:50. For functional studies, in vitro dilutions have to be optimized in user’s experimental setting. |  | Rat IgG2a | Mouse | 1. Tacchini-Cottier, F et al; Role of TNFR1 and TNFR2 in TNF-induced platelet consumption in mice. J Immunol 1998, 160: 6182 2. Brekke, O et al. Specificity of endogenous fatty acid release during tumor necrosis factor-induced apoptosis in WEHI164 fibrosarcoma cells. J of Lipid res. 1999, 40:2223 3. Marchetti, L et al; Tumor Necrosis Factor (TNF)-mediated neuroprotection against glutamate-induced excitotoxicity is enhanced by N-methyl-D-aspartate receptor activation. J Biol Chem 2004, 279: 32869 4. Taoufik, E et al; FLIPL protects neurons against in vivo ischemia and in vitro glucose deprivation-induced cell death. J Neurosci 2007, 27: 6633 5. Veroni, C et al; Activation of TNF receptor 2 in microglia promotes induction of anti-inflammatory pathways. Mol Cell Neurosci 2010, 45: 234 6. Chee, J et al. TNF receptor 1 deficiency increases regulatory T cell function in nonobese diabetic mice. J immunol 2011, 187:1702-1712 | Product should be stored at 4 °C. Under recommended storage conditions, product is stable for at least one year. The exact expiry date is indicated on the label. | For research use only. Not for use in or on humans or animals or for diagnostics. It is the responsibility of the user to comply with all local/state and federal rules in the use of this product. Hycult Biotech is not responsible for any patent infringements that might result from the use or derivation of this product. | FS: In most cases 2μg/ml acts agonistically FC: 100.000 microglia cells were incubated with 10μg/ml PBS/1%serum for 30 min on ice W: A reduced sample treatment and SDS-Page was used. The band size (s) is 75 kDa (Ref.4). | Tumor necrosis factor receptor superfamily member 1B, CD120b, TNF-R2, p75, p80 TNF-alpha receptor Gene name: Tnfrsf1b
https://www.hycultbiotech.com/catalog/product/view/id/1250/s/hm1005-2/category/86/ | IL-6, Mouse, mAb MP5-32C11 | 20 µg | Functional studies, Immuno assays, Immuno precipitation, Western blot |  | The antibody neutralizes mouse interleukin 6 (IL-6). It does not cross-react with LPS (the component of the bacterial cell wall which is considered responsible for the toxicity of gram-negative bacteria) and TNFalpha nor does it block human or rat IL-6 in proliferation assays using the KD83 cell line. MP5-32C11 inhibits mouse IL-6-induced proliferation of the NFS60 myelomonocytic cell line and KD83 plasmacytoma. IL-6 is a pluripotent 20-22 kDa cytokine which plays a role in the pathophysiology of severe infection and regulates the immune response, acute phase reaction and haematopoiesis. IL-6 plays a critical role in Bcell differentiation to plasma cells and is a potent growth factor for plasmacytoma and myeloma. Continuous IL-6 gene expression makes an essential contribution to a multistep oncogenesis of plasma cell neoplasia. IL-6 is a very useful culture supplement for the generation of a high number of antibodyproducing hybridomas. | Monoclonal antibodies | 0.2 ml (100 μg/ml) 0.2 μm filtered antibody solution in PBS, containing 0.1% bovine serum albumin. | For Western blotting dilutions to be used depend on detection system applied. It is recommended that users test the reagent and determine their own optimal dilutions. The typical starting working dilution is 1:10. For neutralisation of biological activity dilutions have to be made according to the amount of IL-6 to be inactivated. |  | Rat IgG2a | Mouse | 1. Takatsuki, F et al; Human recombinant IL-6/B cell stimulatory factor 2 augments murine antigen-specific antibody responses in vitro and in vivo. J Immunol 1988, 141: 3072 2. McKenzie, D et al; Alloantigen presentation by B cells. Requirement for IL-1 and IL-6. J Immunol 1988, 141: 2907 3. van Snick, J et al; Interleukin-6: an overview. Annu Rev Immunol 1990, 8: 253 4. Heinrich, PC et al; Interleukin-6 and the acute phase response. Biochem J 1990, 265: 621 5. Starnes, HF Jr et al; Anti-IL-6 monoclonal antibodies protect against lethal Escherichia coli infection and lethal tumor necrosis factor-alpha challenge in mice. J Immunol 1990, 145: 4185 6. Hirano, T et al; Interleukin 6 (IL-6) and its receptor: their role in plasma cell neoplasias. Int J Cell Cloning 1991, 9: 166 7. Hooghe-Peters, E et al; Interleukin-1, interleukin-6: messengers in the neuroendocrine immune system? Pathol Res Pract 1991, 187: 622 | Lyophilized product should be stored at 4°C. Store stock solution in aliquots at –20°C. Repeated freeze and thaw cycles will cause loss of activity. Under recommended storage conditions, product is stable for one year. | For research use only. Not for use in or on humans or animals or for diagnostics. It is the responsibility of the user to comply with all local/state and Federal rules in the use of this product. Hycult Biotech is not responsible for any patent infringements that might result with the use of or derivation of this product. | The antibody can be used for immunochemical investigations of mouse IL-6 in structural studies and for quantitative/qualitative immunochemical detection methods. The antibody neutralizes the biological activity of mouse IL-6. Furthermore the antibody is useful for Western blot and as tracer antibody use in immuno assay procedures.
https://www.hycultbiotech.com/catalog/product/view/id/1249/s/hm1004-2/category/86/ | IL-6, Mouse, mAb MP5-20F3 | 20 µg | Functional studies, Immuno assays, Immuno precipitation |  | The antibody neutralizes mouse interleukin 6 (IL-6). It does not cross-react with LPS (the component of the bacterial cell wall which is considered responsible for the toxicity of gram-negative bacteria) and TNFalpha nor does it bind to either human or rat IL-6. The antibody inhibits IL-6 induced proliferation of the B9 assay. IL-6 is a pluripotent 20-22 kDa cytokine which plays a role in the pathophysiology of severe infection and regulates the immune response, acute phase reaction and haematopoiesis. IL-6 plays a critical role in B-cell differentiation to plasma cells and is a potent growth factor for plasmacytoma and myeloma. Continuous IL-6 gene expression makes an essential contribution to a multistep oncogenesis of plasma cell neoplasia. IL-6 is a very useful culture supplement for the generation of a high number of antibody-producing hybridomas. | Monoclonal antibodies | 0.2 ml (100 μg/ml) 0.2 μm filtered antibody solution in PBS containing 0.1% bovine serum albumin. | For neutralisation of biological activity dilutions have to be made according to the amount of IL-6 to be inactivated. |  | Rat IgG1 | Mouse | 1. Takatsuki, F et al; Human recombinant IL-6/B cell stimulatory factor 2 augments murine antigen-specific antibody responses in vitro and in vivo. J Immunol 1988, 141: 3072 2. McKenzie, D et al; Alloantigen presentation by B cells. Requirement for IL-1 and IL-6. J Immunol 1988, 141: 2907 3. van Snick, J et al; Interleukin-6: an overview. Annu Rev Immunol 1990, 8: 253 4. Heinrich, PC et al; Interleukin-6 and the acute phase response. Biochem J 1990, 265: 621 5. Starnes, HF Jr et al; Anti-IL-6 monoclonal antibodies protect against lethal Escherichia coli infection and lethal tumor necrosis factor-alpha challenge in mice. J Immunol 1990, 145: 4185 6. Hirano, T et al; Interleukin 6 (IL-6) and its receptor: their role in plasma cell neoplasias. Int J Cell Cloning 1991, 9: 166 7. Hooghe-Peters, E et al; Interleukin-1, interleukin-6: messengers in the neuroendocrine immune system? Pathol Res Pract 1991, 187: 622 | Product should be stored at 4 °C. Under recommended storage conditions, product is stable for one year. | For research use only. Not for use in or on humans or animals or for diagnostics. It is the responsibility of the user to comply with all local/state and Federal rules in the use of this product. Hycult Biotech is not responsible for any patent infringements that might result with the use of or derivation of this product. | The antibody can be used for in vitro and in vivo inhibition of activity of IL-6. Furthermore the antibody is useful for immunochemical investigations of mouse IL-6 in structural studies and for quantitative/qualitative immunochemical detection methods. This antibody may be used as a coating antibody in immuno assay procedures.
https://www.hycultbiotech.com/catalog/product/view/id/1247/s/hm1002-2/category/86/ | IFN-gamma, Mouse, mAb F3 | 20 µg | Functional studies, Immuno assays, Immuno precipitation |  | Monoclonal antibody F3 binds and neutralizes both natural and recombinant mouse gamma Interferon. Its binding and neutralizing activity has been demonstrated in vitro and in vivo. F3 antibodies have been demonstrated to be able to inhibit inflammatory responses to bacterial lipopolysaccharides. These antibodies were furthermore shown to inhibit Shwartzman reactions and to protect NZB mice against spontaneous development of autoimmune disease. The antibody does not react with rat or human gamma interferon. | Monoclonal antibodies | 0.2 ml (100 μg/ml) 0.2 μm filtered protein G purified antibody solution in PBS, containing 0.1% bovine serum albumin. The endotoxin concentration is < 24 EU/mg, determined with HIT302 LAL Assay. | Dilutions to be used depend on detection system applied. It is recommended that users test the reagent and determine their own optimal dilutions. The typical starting working dilution is 1:50. |  | Rat IgG2a | Mouse | 1. Armstrong, JA et al; Semi-micro, dye-binding assay for rabbit interferon. J Appl Microbiol 1971, 21: 723 2. van Tiel, FH et al; Detection of Semliki Forest virus in cell culture by use of an enzyme immunoassay with peroxidase-labeled monoclonal antibodies specific for glycoproteins E1 and E2. J Clin Microbiol 1984, 20: 387 3. Dijkmans, R et al; Heterogeneity of Chinese hamster ovary cell-produced recombinant murine interferon-gamma. J Biol Chem 1987, 262: 2528 4. Heremans, H et al; Regulation by interferons of the local inflammatory response to bacterial lipopolysaccharide. J Immunol 1987, 138 : 4175 5. Billiau, A et al; anti-interferon-gamma antibody protects mice against the generalized Shwartzman reaction. Eur J Immunol 1987, 17 : 1851 6. Jacob, CO et al; in vivo treatment of (NZB X NZW) F1 lupus-like nephritis with monoclonal antibody to gamma interferon. J Exp Med 1987, 166: 798 7. Wolfs, T et al; In vivo expression of Toll-like receptor 2 and 4 by renal epithelial cells: IFN-gamma and TNF-alpha mediated up-regulation during inflammation. J immunol 2002, 168: 1286 | Product should be stored at 4°C. Under recommended storage conditions, product is stable for at least one year. | For research use only. Not for use in or on humans or animals or for diagnostics. It is the responsibility of the user to comply with all local/state and Federal rules in the use of this product. Hycult Biotech is not responsible for any patent infringements that might result with the use of or derivation of this product. | FS: The antibody can be used for in vitro and in vivo inhibition of activity of IFN-gamma. For neutralisation of biological activity dilutions have to be made according to the amount of Interferon to be inactivated. One neutralizing unit is defined as the amount of antibody sufficient for neutralizing one unit of mouse gamma Interferon antiviral activity as calibrated against NIH standard Gg02-901-533. | IFN-γ
https://www.hycultbiotech.com/catalog/product/view/id/1245/s/hm1001-1/category/86/ | IFN-alpha, Mouse, mAb F18 | 20 µg | Flow cytometry, Functional studies, Immuno assays, Western blot |  | The monoclonal antibody F18 recognizes and neutralizes both natural and recombinant mouse alpha Interferon (IFN-α). IFN-α is a cytokine that belongs to the type I interferons (IFN-I). IFN-α is secreted by many cell types including lymphocytes (NK cells, B-cells and T-cells), macrophages, fibroblasts, endothelial cells, osteoblasts, microglia and others. Interferons stimulate both macrophages and NK cells to elicit an anti-viral response, and are also active against tumors. Although all cells can produce IFN-I, plasmacytoid dendritic cells (pDCs) produce 1,000-fold higher levels than other cell types, and are responsible for systemic IFN-I responses to many viruses. They are coined as the natural IFN-producing cells. However, under deprived pDC condition, other dendritic cells are capable of producing high levels of IFN-I. Interferons were initially characterized for their ability to 'interfere' with viral replication, slow cell proliferation, and profoundly alter immunity. IFN-α has several regulatory roles and diverse biological activities, including control of cellular and humoral immune responses, inflammation, and tumor regression. In addition, IFN-α participates in the regulation of various cellular and humoral processes such as the endocrine system modulates behavior, brain activity, temperature, glucose sensitive neurons, feeding pattern and opiate activity. With the availability of monoclonal antibodies directed against IFN-α, it is possible to interpret results obtained from crude materials containing both IFN-α and IFNβ. The difficulties in studying in vitro and in vivo effects of 'type 1'. Interferons arise from the fact that both alpha and beta Interferons are produced in response to the same stimuli and also seem to act via the same receptor. These Interferon activities can only be distinguished from one another by use of specific neutralizing antibodies. | Monoclonal antibodies | 0.2 ml (100 μg/ml) 0.2 μm filtered protein G purified antibody solution in PBS, containing 0.1% bovine serum albumin. The endotoxin concentration is < 24 EU/mg, determined with HIT302 LAL Assay. | For flow cytometry dilutions to be used depend on detection system applied. It is recommended that users test the reagent and determine their own optimal dilutions. The typical starting working dilution is 1:10. Before use in biological assays, the product must be filter sterilized and depending on the concentration to be used dialyzed against culture medium to remove the sodium azide added. For neutralisation of biological activity dilutions have to be made according to the amount of Interferon to be inactivated. The cross reactivity with Human IFN, Mouse IFN-gamma and Mouse IFN-beta was negative. |  | Rat IgG1 | Mouse | 1. Dalod, M et al; Interferon α/β and interleukin 12 responses to viral infections: pathways regulating dendritic cell cytokine expression in vivo. J Exp Med 2002, 195: 517 2. Diebold, S et al; Viral infection switches nonplasmacytoid dendritic cells into high interferon producers. Nature 2003, 424: 324 3. Joshi, V et al; A role for Stat1 in the regulation of lipopolysaccharide-induced Interleukin-1β expression. J Interferon Cytokine Res 2006, 26: 739. 4. Wilkstrom, M et al; A Chemokine-Like Viral Protein Enhances Alpha Interferon Production by Plasmacytoid Dendritic Cells but Delays CD8 T Cell Activation and Impairs Viral Clearance. J Virol 2013, 87:7911 | Product should be stored at 4 °C. Under recommended storage conditions, product is stable for one year. | For research use only. Not for use in or on humans or animals or for diagnostics. It is the responsibility of the user to comply with all local/state and Federal rules in the use of this product. Hycult Biotech is not responsible for any patent infringements that might result with the use of or derivation of this product. | FC: For intracellular staining of IFN-α, cells can be fixed in 1 % formaldehyde; blocked and permeabilized in 0.2 % saponin, 5 % normal rabbit serum for 30 minutes on ice. (Ref.2) FS: Neutralization of IFN-α by adding 1 μg antibody F18 per mouse i.v. before treatment with 35 μg LPS i.p., decreased the LPS-induced IL-1β serum response. (Ref.3). IA: HM1001 has been used as a capture antibody to determine specificity. | IFN-α
https://www.hycultbiotech.com/products/types/hm1137f-100ug | DNAM-1, Mouse, mAb TX92, FITC | 100 µg | Flow cytometry, Functional studies |  | DNAX accessory molecule-1 (DNAM-1) is a 65 kDa type I transmembrane glycoprotein and a member of the immunoglobulin superfamily. DNAM-1 is constitutively expressed on a majority of T cells, NK cells and macrophages. Interaction of DNAM-1 with DNAM-1 ligands CD155 and CD112 induces intercellular adhesion, infiltration and cell signaling, resulting in a variety of cellular responses including innate and adaptive immunities. | Monoclonal antibodies | 1 ml (100 µg/ml) 0.2 µm filtered FITC conjugated antibody solution in PBS, containing 0.1% bovine serum albumin and 0.02% sodium azide. | For flow cytometry, dilutions to be used depend on detection system applied. It is recommended that users test the reagent and determine their own optimal dilutions. The typical starting working dilution is 1:25. For functional studies, in vitro dilutions have to be optimized in user’s experimental setting. | BW5417 transfectant expressing mouse DNAM-1, boosted with DNAM-1-fc fusion protein. | Rat IgG2b | Mouse | 1. Yamashita, Y et al; Establishment and characterization of a novel anti-DNAM-1 monoclonal antibody. Monoclon Antib immunodiagn Immunother 2013, 32: 60 | Product should be stored at 4°C. Under recommended storage conditions, product is stable for at least one year. The exact expiry date is indicated on the label. | For research use only. Not for use in or on humans or animals or for diagnostics. It is the responsibility of the user to comply with all local/state and federal rules in the use of this product. Hycult Biotech is not responsible for any patent infringements that might result from the use or derivation of this product. | FC: Antibody TX92 stains the extracellular domain of DNAM-1. FS: Antibody TX92 has an inhibitory function of DNAM-1 binding to the ligands. It additionally causes partial depletion of PB CD8+ T cells (Ref.1). | DNAX accessory molecule-1, Cluster of Differentiation 226, PTA1
https://www.hycultbiotech.com/catalog/product/view/id/1090/s/hm3042/category/86/ | MCL, Rat, mAb WEN42 | 100 µg | Flow cytometry, Frozen sections, Functional studies, Immuno precipitation, Western blot |  | The monoclonal antibody WEN42 recognizes rat macrophage C-type lectin (MCL). C-type lectin receptors (CLRs) have recently been identified as a fourth family of pattern-recognition receptors for pathogen associated molecular patterns, following TLRs, Nod-like receptors and RIG-I-like receptors. MCL is a membrane surface receptor encoded by the Antigen Presenting Lectin-like gene Complex (APLEC).The complex consists of seven related C-type lectin receptor genes, namely, Dendritic Cell Activating Receptor (DCAR), Dendritic Cell Inhibitory Receptor 1, 2, 3 and 24 (DCIR), Macrophage C-type lectin (MCL) and Macrophage inducible C-type lectin (Mincle). MCL is a type II transmembrane protein with a single extracellular C-terminal C-type lectin-like domain. C-type lectins are functionally diverse. Human MCL is expressed on macrophages (synovial, peritoneal, and blood monocyte-derived), Langerhans cells and on neutrophils, monocytes and immature and mature DCs. In rats, expression of MCL has been detected on macrophages, neutrophils, DCs, B cells, and T cells. Their presence on the surface of immune cells and their potential for recognizing polysaccharide structures suggests a central role as pattern-recognition receptors (PRR) in the innate immune system. Despite the growing amount of data describing expression and function of the APLEC receptors, very little has been reported about MCL in general and the rat MCL in particular. Studies investigating the role of MCL has demonstrated that MCL is capable of inducing phagocytosis, cytokine production and oxidative burst, suggesting an activating role for this protein in the immune response. WEN42 does not bind to cells transfected with human MCL or with other APLEC receptors. | Monoclonal antibodies | 1 ml (100 µg/ml) 0.2 µm filtered antibody solution in PBS, containing 0.1% bovine serum albumin. | For immunohistochemistry, flow cytometry, immunoprecipitation and Western blotting, dilutions to be used depend on detection system applied. It is recommended that users test the reagent and determine their own optimal dilutions. The typical starting working dilution is 1:50. | BWZ.36 cell expressing chimeric MCL | Mouse IgG2a | Rat | 1. Lobato-Pascual, A et al; Rat macrophage C-type lectin is an activating receptor expressed by phagocytic cells. PLoS ONE 2013, 8: e57406 2. Lobato-Pascual, A et al; Mincle, the receptor for mycobacterial cord factor, forms a functional receptor complex with MCL and FcεRI-γ. Eur J Immunol 2013, 43: 3167 | Product should be stored at 4°C. Under recommended storage conditions, product is stable for at least one year. The exact expiry date is indicated on the label. | For research use only. Not for use in or on humans or animals or for diagnostics. It is the responsibility of the user to comply with all local/state and federal rules in the use of this product. Hycult Biotech is not responsible for any patent infringements that might result from the use or derivation of this product. | F: Frozen splenic sections were fixed in acetone and incubated with WEN42. MHC class I was used as an isotype control (Ref.1). FC: Rat MCL is expressed on the extracellular domain of monocytes, macrophages and granulocytes (Ref.1). FS: beads coated with anti-MCL antibody increased phagocytosis in the RMW cells (Ref. 1). | Marcophage C-type lectin, CLR, CLECS89, CLEC4D
https://www.hycultbiotech.com/catalog/product/view/id/1089/s/hm3041/category/86/ | Mincle, Rat, mAb WEN43 | 100 µg | Flow cytometry, Functional studies |  | The monoclonal antibody WEN43 recognizes rat macrophage inducible C-type lectin (Mincle). This receptor is a member of the C-type lectin/C-type lectin-like domain (CTL/CTLD) superfamily. Members of this family share a common protein fold and have diverse functions, such as cell adhesion, cell-cell signaling, glycoprotein turnover, and roles in inflammation and immune response. For instance, Mincle is involved in mediating inflammatory responses to necrotic cells and is a pathogen sensor for Mycobacterium tuberculosis. It is a member of the Dendritic Cell Inhibitory Receptor (DCIR) group of C-type lectin receptors (CLRs), which are expressed mainly by antigen presenting cells and are encoded in a cluster in the natural killer gene complex. CLRs play crucial roles in defense against pathogens and recognize a variety of carbohydrate moieties. Ligand binding to CLRs leads to the activation of NF-kB via a Syk/CARD9 signaling module. Mincle was originally identified as a lipopolysaccharide-inducible protein in macrophages and has been shown to stimulate inflammatory responses to fungi, although the ligands and signaling pathways involved have not been defined. WEN43 does not bind to other receptors in the rat APLEC family. | Monoclonal antibodies | 1 ml (100 µg/ml) 0.2 µm filtered antibody solution in PBS, containing 0.1% bovine serum albumin. | For flow cytometry, dilutions to be used depend on detection system applied. It is recommended that users test the reagent and determine their own optimal dilutions. The typical starting working dilution is 1:50. For functional studies, in vitro dilutions have to be optimized in user’s experimental setting. | Rat mincle-Fcgamma2b fusion protein | Mouse IgG1 | Rat | 1. Lobato-Pascual, A et al; Mincle, the receptor for mycobacterial cord factor, forms a functional receptor complex with MCL and FcεRI-γ. Eur J Immunol 2013, 43: 3167 | Product should be stored at 4°C. Under recommended storage conditions, product is stable for at least one year. The exact expiry date is indicated on the label. | For research use only. Not for use in or on humans or animals or for diagnostics. It is the responsibility of the user to comply with all local/state and federal rules in the use of this product. Hycult Biotech is not responsible for any patent infringements that might result from the use or derivation of this product. | FC: Antibody WEN43 stains the extracellular domain of Mincle transfected 293 cells. WEN43 does not bind to other receptors in the rat APLEC family (Ref.1). FS: Antibody WEN43 can act complementary in the inhibition of phagocytosis (Ref.1). | Marcophage inducible C-type lectin, CLR, CLECSF9, CLEC4E
https://www.hycultbiotech.com/products/types/hm1137-100ug | DNAM-1, Mouse, mAb TX92 | 100 µg | Flow cytometry, Functional studies |  | DNAX accessory molecule-1 (DNAM-1) is a 65 kDa type I transmembrane glycoprotein and a member of the immunoglobulin superfamily. DNAM-1 is constitutively expressed on a majority of T cells, NK cells and macrophages. Interaction of DNAM-1 with DNAM-1 ligands CD155 and CD112 induces intercellular adhesion, infiltration and cell signaling, resulting in a variety of cellular responses including innate and adaptive immunities. | Monoclonal antibodies | 1 ml (100 µg/ml) 0.2 µm filtered antibody solution in PBS, containing 0.1% bovine serum albumin. | For flow cytometry, dilutions to be used depend on detection system applied. It is recommended that users test the reagent and determine their own optimal dilutions. The typical starting working dilution is 1:25. For functional studies, in vitro dilutions have to be optimized in user’s experimental setting. | BW5417 transfectant expressing mouse DNAM-1, boosted with DNAM-1-fc fusion protein. | Rat IgG2b | Mouse | 1. Yamashita, Y et al; Establishment and characterization of a novel anti-DNAM-1 monoclonal antibody. Monoclon Antib immunodiagn Immunother 2013, 32: 60 | Product should be stored at 4°C. Under recommended storage conditions, product is stable for at least one year. The exact expiry date is indicated on the label. | For research use only. Not for use in or on humans or animals or for diagnostics. It is the responsibility of the user to comply with all local/state and federal rules in the use of this product. Hycult Biotech is not responsible for any patent infringements that might result from the use or derivation of this product. | FC: Antibody TX92 stains the extracellular domain of DNAM-1. FS: Antibody TX92 has an inhibitory function of DNAM-1 binding to the ligands. It additionally causes partial depletion of PB CD8+ T cells (Ref.1). | DNAX accessory molecule-1, Cluster of Differentiation 226, PTA1
https://www.hycultbiotech.com/products/types/hm2286-500ug | C3b/iC3b, Human, mAb 3E7 | 0.5 mg | Flow cytometry, Functional studies, Immuno fluorescence |  | Monoclonal antibody 3E7 recognizes human complement C3b/iC3b and blocks activation of the alternative pathway (AP). The complement system plays important roles in both innate and adaptive immune response and can produce an inflammatory and protective reaction to challenges from pathogens before an adaptive response can occur. There are three pathways of complement activation. The classical pathway is initiated by Immune complexes; the lectin pathway by surface bound mannan binding lectin; and the AP by all the surfaces that are not specifically protected against it. Each generates a C3 convertase, a serine protease that cleaves the central complement protein C3, and generates the major cleavage fragment C3b. The C3 and C5 convertases are enzymatic complexes that initiate and amplify the activity of the complement pathways and ultimately generate the cytolytic MAC. Upon activation of C3 two fragments are generated. The smaller anaphylatoxin C3a and the larger short lived C3b. The latter is highly reactive and can bind to complement-activating particles or immune-complexes. Unlike the classical pathway, the AP is in state of continuous activation. The AP plays an important role in tissues damage and inflammation associated with certain autoimmune diseases and with ischemia-reperfusion injury. Increasing evidence suggests blocking activation of AP can prevent or reduce certain disease pathologies and maintain host defense afforded by CP and LP. Deposition of C3b on cell surfaces can opsonize cells for destruction. Cell bound C3b can be degraded to inactive forms, iC3b and then C3dg. Antibody 3E7 shows enhanced specificity for C3b(i) attached to a cell surface and it can bind to C3b(i)-opsonized cells in whole blood. The antibody blocks AP based on its capacity to prevent C3b deposition on the surface of a variety AP activators and also inhibits AP-promoted lysis of rabbit erythrocytes, as used in the standard AP50 test. Clone 3E7 competes with factor B and H for binding to C3b-opsonized substrates. The use of 3E7 has been shown to enhance the immunotherapeutic action of Rituximab. The CP is not affected or enhanced by this antibody. | Monoclonal antibodies | 0.5 mg 0.2 μm filtered protein G purified antibody solution in PBS with a concentration of at least 0.5 mg/ml. The endotoxin concentration is < 24 EU/mg, determined with HIT302 LAL Assay. | The typical starting working dilution is 1:50. For functional studies, in vitro dilutions have to be optimized in user’s experimental setting. | C3b(i)-Sepharose | Mouse IgG1 | Human | 1. Kennedy, A et al; An anti-C3b(i) mAb enhances complement activation, C3b(i) deposition and killing of CD20 cells by rituximab. Blood 2003, 101:3 2. Kennedy, A et al; Rituximab infusion promotes rapid complement depletion and acute CD20 loss in Chronic Lymphocytic Leukemia. Journal of Immunology 2004, 172:5 3. Pawluczkowycz, A et al; Hematin promotes complement alternative pathway-mediated deposition of C3 activation fragments on human erythrocytes: Potential implications for the pathogenesis of anemia in malaria. Journal of Immunology 2007, 178:8 4. Risitano, AM; Paroxysmal nocturnal hemoglobinuria and other complement-mediated hematological disorders. Immunobiology 2012, 217:11 5. Lindorfer, M et al; A novel approach to preventing the hemolysis of paroxysmal nocturnal hemoglobinuria: both complement-mediated cytolysis and C3 deposition are blocked by a monoclonal antibody specific for the alternative pathway of complement. Blood 2010, 115:11 6. DiLillo, D et al; Selective and efficient inhibition of the alternative pathway of complement by a mAb that recognizes C3b/iC3b. Molecular Immunology 2006, 43:7 7. Paixão-Cavalvante, D et al; A humanized antibody that regulates the alternative pathway convertase: Potential for therapy of renal disease associated with nephritic factors. Journal of Immunology 2014, 192:10 8. Beum, P et al; Complement activation on B lymphocytes opsonized with rituximab or ofatumumab produces substantial changes in membrane structure preceding cell lysis. Journal of immunology 2008, 181:1 | Product should be stored at 4°C. Under recommended storage conditions, product is stable for at least one year. The exact expiry date is indicated on the label. | For research use only. Not for use in or on humans or animals or for diagnostics. It is the responsibility of the user to comply with all local/state and federal rules in the use of this product. Hycult Biotech is not responsible for any patent infringements that might result from the use or derivation of this product. | mAb 3E7 blocks the alternative pathway and not the classical pathway (Ref5).
https://www.hycultbiotech.com/products/types/hm2285-500ug | C3b/iC3b, Human, mAb 5G9 | 0.5 mg | Functional studies |  | The monoclonal antibody 5G9 recognizes Complement Factor C3b/iC3b, it specifically binds human C3 as well as the breakdown products C3b and iC3b. C3 plays a central role in the activation of the complement system. Its activation is required for both classical and alternative complement activation pathways. People with C3 deficiency are susceptible to bacterial infection. One form of C3-convertase, also known as C4b2a, is formed by a heterodimer of activated forms of C4 and C2. It catalyzes the proteolytic cleavage of C3 into C3a and C3b, generated during activation through the classical pathway as well as the lectin pathway. C3a is an anaphylotoxin and the precursor of some cytokines such as ASP, and C3b serves as an opsonizing agent. Factor I can cleave C3b into C3c and C3d, the latter of which plays a role in enhancing B cell responses. In the alternative complement pathway, C3 is cleaved by C3bBb, another form of C3-convertase composed of activated forms of C3 (C3b) and factor B (Bb). Once C3 is activated to C3b, it exposes a reactive thioester that allows the peptide to covalently attach to any surface that can provide a nucleophile such as a primary amine or a hydroxyl group. Activated C3 can then interact with factor B. Factor B is then activated by factor D, to form Bb. The resultant complex, C3bBb, is called the alternative pathway (AP) C3 convertase. C3bBb is deactivated in steps. First, the proteolytic component of the convertase, Bb, is removed by complement regulatory proteins having decay-accelerating factor (DAF) activity. Next, C3b is broken down progressively to first iC3b, then C3c + C3dg, and then finally C3d. Factor I is the protease that performs these cuts with CR1 as cofactor. Clone 5G9 recognize separate, non-overlapping epitopes on C3 fragments. Levels of C3 in the blood may be measured to support or refute a particular medical diagnosis. For example, low C3 levels are associated with some types of kidney disease such as post-infectious glomerulonephritis and shunt nephritis. | Monoclonal antibodies | 0.5 mg 0.2 μm filtered protein G purified antibody solution in PBS with a concentration of at least 0.5 mg/ml. The endotoxin concentration is < 24 EU/mg, determined with HIT302 LAL Assay. | The typical starting working dilution is 1:50. For functional studies, in vitro dilutions have to be optimized in user’s experimental setting. |  | Mouse IgG2a | Human | 1. Lindorfer, M et al; A novel approach to preventing the hemolysis of paroxysmal nocturnal hemoglobinuria: both complement-mediated cytolysis and C3 deposition are blocked by a monoclonal antibody specific for the alternative pathway of complement. Blood 2010, 115:11 | Product should be stored at 4°C. Under recommended storage conditions, product is stable for at least one year. The exact expiry date is indicated on the label. | For research use only. Not for use in or on humans or animals or for diagnostics. It is the responsibility of the user to comply with all local/state and federal rules in the use of this product. Hycult Biotech is not responsible for any patent infringements that might result from the use or derivation of this product. | mAb 5G9 inhibits the classical pathway and not the alternative pathway (Ref1).
https://www.hycultbiotech.com/products/types/hm2286 | C3b/iC3b, Human, mAb 3E7 |  | Flow cytometry, Functional studies, Immuno fluorescence |  | Monoclonal antibody 3E7 recognizes human complement C3b/iC3b and blocks activation of the alternative pathway (AP). The complement system plays important roles in both innate and adaptive immune response and can produce an inflammatory and protective reaction to challenges from pathogens before an adaptive response can occur. There are three pathways of complement activation. The classical pathway is initiated by Immune complexes; the lectin pathway by surface bound mannan binding lectin; and the AP by all the surfaces that are not specifically protected against it. Each generates a C3 convertase, a serine protease that cleaves the central complement protein C3, and generates the major cleavage fragment C3b. The C3 and C5 convertases are enzymatic complexes that initiate and amplify the activity of the complement pathways and ultimately generate the cytolytic MAC. Upon activation of C3 two fragments are generated. The smaller anaphylatoxin C3a and the larger short lived C3b. The latter is highly reactive and can bind to complement-activating particles or immune-complexes. Unlike the classical pathway, the AP is in state of continuous activation. The AP plays an important role in tissues damage and inflammation associated with certain autoimmune diseases and with ischemia-reperfusion injury. Increasing evidence suggests blocking activation of AP can prevent or reduce certain disease pathologies and maintain host defense afforded by CP and LP. Deposition of C3b on cell surfaces can opsonize cells for destruction. Cell bound C3b can be degraded to inactive forms, iC3b and then C3dg. Antibody 3E7 shows enhanced specificity for C3b(i) attached to a cell surface and it can bind to C3b(i)-opsonized cells in whole blood. The antibody blocks AP based on its capacity to prevent C3b deposition on the surface of a variety AP activators and also inhibits AP-promoted lysis of rabbit erythrocytes, as used in the standard AP50 test. Clone 3E7 competes with factor B and H for binding to C3b-opsonized substrates. The use of 3E7 has been shown to enhance the immunotherapeutic action of Rituximab. The CP is not affected or enhanced by this antibody. | Monoclonal antibodies | 1 ml (100 µg/ml) 0.2 µm filtered antibody solution in PBS, containing 0.1% bovine serum albumin. | The typical starting working dilution is 1:50. For functional studies, in vitro dilutions have to be optimized in user’s experimental setting. | C3b(i)-Sepharose | Mouse IgG1 | Human | 1. Kennedy, A et al; An anti-C3b(i) mAb enhances complement activation, C3b(i) deposition and killing of CD20 cells by rituximab. Blood 2003, 101:3 2. Kennedy, A et al; Rituximab infusion promotes rapid complement depletion and acute CD20 loss in Chronic Lymphocytic Leukemia. Journal of Immunology 2004, 172:5 3. Pawluczkowycz, A et al; Hematin promotes complement alternative pathway-mediated deposition of C3 activation fragments on human erythrocytes: Potential implications for the pathogenesis of anemia in malaria. Journal of Immunology 2007, 178:8 4. Risitano, AM; Paroxysmal nocturnal hemoglobinuria and other complement-mediated hematological disorders. Immunobiology 2012, 217:11 5. Lindorfer, M et al; A novel approach to preventing the hemolysis of paroxysmal nocturnal hemoglobinuria: both complement-mediated cytolysis and C3 deposition are blocked by a monoclonal antibody specific for the alternative pathway of complement. Blood 2010, 115:11 6. DiLillo, D et al; Selective and efficient inhibition of the alternative pathway of complement by a mAb that recognizes C3b/iC3b. Molecular Immunology 2006, 43:7 7. Paixão-Cavalvante, D et al; A humanized antibody that regulates the alternative pathway convertase: Potential for therapy of renal disease associated with nephritic factors. Journal of Immunology 2014, 192:10 8. Beum, P et al; Complement activation on B lymphocytes opsonized with rituximab or ofatumumab produces substantial changes in membrane structure preceding cell lysis. Journal of immunology 2008, 181:1 | Product should be stored at 4°C. Under recommended storage conditions, product is stable for at least one year. The exact expiry date is indicated on the label. | For research use only. Not for use in or on humans or animals or for diagnostics. It is the responsibility of the user to comply with all local/state and federal rules in the use of this product. Hycult Biotech is not responsible for any patent infringements that might result from the use or derivation of this product. | mAb 3E7 blocks the alternative pathway and not the classical pathway (Ref5).
https://www.hycultbiotech.com/products/types/hm2285 | C3b/iC3b, Human, mAb 5G9 |  | Functional studies |  | The monoclonal antibody 5G9 recognizes Complement Factor C3b/iC3b, it specifically binds human C3 as well as the breakdown products C3b and iC3b. C3 plays a central role in the activation of the complement system. Its activation is required for both classical and alternative complement activation pathways. People with C3 deficiency are susceptible to bacterial infection. One form of C3-convertase, also known as C4b2a, is formed by a heterodimer of activated forms of C4 and C2. It catalyzes the proteolytic cleavage of C3 into C3a and C3b, generated during activation through the classical pathway as well as the lectin pathway. C3a is an anaphylotoxin and the precursor of some cytokines such as ASP, and C3b serves as an opsonizing agent. Factor I can cleave C3b into C3c and C3d, the latter of which plays a role in enhancing B cell responses. In the alternative complement pathway, C3 is cleaved by C3bBb, another form of C3-convertase composed of activated forms of C3 (C3b) and factor B (Bb). Once C3 is activated to C3b, it exposes a reactive thioester that allows the peptide to covalently attach to any surface that can provide a nucleophile such as a primary amine or a hydroxyl group. Activated C3 can then interact with factor B. Factor B is then activated by factor D, to form Bb. The resultant complex, C3bBb, is called the alternative pathway (AP) C3 convertase. C3bBb is deactivated in steps. First, the proteolytic component of the convertase, Bb, is removed by complement regulatory proteins having decay-accelerating factor (DAF) activity. Next, C3b is broken down progressively to first iC3b, then C3c + C3dg, and then finally C3d. Factor I is the protease that performs these cuts with CR1 as cofactor. Clone 5G9 recognize separate, non-overlapping epitopes on C3 fragments. Levels of C3 in the blood may be measured to support or refute a particular medical diagnosis. For example, low C3 levels are associated with some types of kidney disease such as post-infectious glomerulonephritis and shunt nephritis. | Monoclonal antibodies | 1 ml (100 µg/ml) 0.2 µm filtered antibody solution in PBS, containing 0.1% bovine serum albumin. | The typical starting working dilution is 1:50. For functional studies, in vitro dilutions have to be optimized in user’s experimental setting. |  | Mouse IgG2a | Human | 1. Lindorfer, M et al; A novel approach to preventing the hemolysis of paroxysmal nocturnal hemoglobinuria: both complement-mediated cytolysis and C3 deposition are blocked by a monoclonal antibody specific for the alternative pathway of complement. Blood 2010, 115:11 | Product should be stored at 4°C. Under recommended storage conditions, product is stable for at least one year. The exact expiry date is indicated on the label. | For research use only. Not for use in or on humans or animals or for diagnostics. It is the responsibility of the user to comply with all local/state and federal rules in the use of this product. Hycult Biotech is not responsible for any patent infringements that might result from the use or derivation of this product. | mAb 5G9 inhibits the classical pathway and not the alternative pathway (Ref1).
https://www.hycultbiotech.com/products/types/hm2309 | SIRL-1, Human, mAb 1A5 | 100 microgram | Flow cytometry, Functional studies, Immuno precipitation, Western blot |  | The monoclonal antibody 1A5 recognizes human Signal inhibitory Receptor on Leucocytes-1 (SIRL-1). In order to prevent host tissue damage immune activation has to be tighly regulated. Neutrophils and other myeloid cells have a pivotal role in controlling infection. They form the primary response at site of infection as they regulate replication of pathogens by phagocytosis, secretion of antimicrobial peptides and proinflammatory cytokines to activate the immune system. Without regulation these mediators can cause tissue damage or worse. To balance the immune response immune cells can express inhibitory receptors. The family of immune inhibitory receptors is still expending. The relatively new receptor SIRL-1 is an immunoreceptor tyrosine-based inhibitory motif (ITIM)-bearing membrane protein expressed on human phagocytes. SIRL-1 contains two ITIMs in the intracellular tail, which are crucial for function. SIRL-1 can recruit the SH2-domain containing tyrosine phosphatases, SHP-1 and SHP-2, which may mediate the inhibitory effect. ITIM-bearing receptors inhibit signals relayed by immunoreceptor tyrosine-based activating motifs (ITAMs). ITAMs are the principal mediators of signal transduction for various receptors, including FcRs and C-type lectins. The ligation of SIRL-1 dampens Fc receptor induced ROS production in phagocytes, thereby impairing the microbicidal activity of neutrophils without affecting phagocytosis. Infectious stimuli cause rapid downregulation of SIRL-1 expression. This allows microbial killing and clearance of pathogens. Neutrophil extracellular traps (NETs) have been implicated in the pathogenesis of systemic lupus erythematosus (SLE). Using anti SIRL-1 antibodies both spontaneous anti-neutrophil antibody induced NET formation is suppressed. This suggests a regulatory role for SIRL-1 in NET formation and a therapeutic target for regulation of SLE. | Monoclonal antibodies | 1 ml (100 µg/ml) 0.2 µm filtered antibody solution in PBS, containing 0.1% bovine serum albumin. | For immuno precipitation, flow cytometry and Western blotting, dilutions to be used depend on detection system applied. It is recommended that users test the reagent and determine their own optimal dilutions. The typical starting working dilution is 1:50. | Purified SIRL-1-hIg fusion protein in PBS | Mouse IgG1 | Human | 1.Steevels, T et al; Signal Inhibitory Immune Receptor on Leukocytes Is a Novel Functional Inhibitory Immune Receptor Expressed on Human Pagocytes. J Immunol 2010, 184 | Product should be stored at 4°C. Under recommended storage conditions, product is stable for at least one year. The exact expiry date is indicated on the label. | For research use only. Not for use in or on humans or animals or for diagnostics. It is the responsibility of the user to comply with all local/state and federal rules in the use of this product. Hycult Biotech is not responsible for any patent infringements that might result from the use or derivation of this product. | W: A non-reduced sample treatment and SDS-Page was used. The band sizes are 45 kDa and fainter band of 37 kDa in transfected cells and 37 kDa in granulocytes (Ref.1). FS: Antibody 1A5 showed inhibition of FcεRI-mediated degranulation by RBL-2H3 cells transfected with SIRL-1. The percentage of inhibition of degranulation by SIRL-1 was calculated by (OD405 TNP stimulation – OD405 TNP with SIRL-1 crosslinking)/(OD405 TNP stimulation – OD405 spontaneous release) x 100. | V-set and transmembrane domain-containing protein 1, Signal inhibitory receptor on leukocytes-1
https://www.hycultbiotech.com/products/types/hm2293 | YKL-40, Human, mAb mAY | 100 microgram | Functional studies, Immuno fluorescence, Immuno precipitation, Western blot |  | Monoclonal antibody mAY recognizes human YKL-40. YKL-40 is a human glycoprotein which is related to the chitinase protein family. However, without chitinase activity. YKL-40 is also called chitinase-3-like protein 1 or BRP-39. YKL-40 is expressed and secreted by inflammatory cells and some cancer cells.YKL-40 has no distinct function but is involved in processes related to inflammation, extracellular matrix (ECM) remodelling and proliferation of cancer cells. The cellular receptor is still unknown. Protein expression is predominantly found in macrophages, neutrophils and differentiated vascular smooth muscle cells, especially in tissues with inflammation vascular damage and ECM remodelling. Furthermore, YKL-40 stimulates the proliferation of connective tissue cells, like fibroblasts, in a dose dependent way. Studies report that YKL-40 signalling is associated with MAPK and PI3K pathways and possibly counteracts TNFα and Il1. YKL-40 is related to several pathogenic processes like infection, cardiovascular disease, fibrosis, diabetes, osteoarthritis and various cancers. Several studies demonstrate elevated levels in those diseases and the protein is investigated to function as a clinical biomarker. Serum YKL-40 is found to be a biomarker of prognosis already in 13 different types of cancer and associated with disease severity. In healthy individuals it is believed that there is no difference between gender and the serum concentration is quite constant. Antibody mAY is capable of binding native as well as recombinant YKL-40 and is capable to inhibit tube formation of microvascular endothelial cells in vitro. The antibody also blocks MAPK signalling via VEGFR2. | Monoclonal antibodies | 1 ml (100 µg/ml) 0.2 µm filtered antibody solution in PBS, containing 0.1% bovine serum albumin. | For Western blotting and Immuno Precipitation, dilutions to be used depend on detection system applied. It is recommended that users test the reagent and determine their own optimal dilutions. The typical starting working dilution is 1:50. For functional studies, in vitro dilutions have to be optimized in user’s experimental setting. | Recombinant full-length human YKL-40 | Mouse IgG1 | Human | 1.Faibish, M et al. A YKL-40 neutralizing antibody blocks tumor angiogenesis and progression: a potential therapeutic agent in cancers. Mol Cancer Ther 2011 5: 742. | Product should be stored at 4°C. Under recommended storage conditions, product is stable for at least one year. The exact expiry date is indicated on the label | For research use only. Not for use in or on humans or animals or for diagnostics. It is the responsibility of the user to comply with all local/state and federal rules in the use of this product. Hycult Biotech is not responsible for any patent infringements that might result from the use or derivation of this product | W: A reduced sample treatment and SDS-Page was used. The band size (s) is 40 kDa (Ref.1). FS: Antibody mAY functions as neutralisation antibody. The antibody was functionally tested by cell viability assay and tumor xenografts. The biological activity of the antibody can be defined as neutralizing activity on angiogenesis in vitro and in vivo (Ref.1) | chitinase-3-like protein 1, BRP-39
https://www.hycultbiotech.com/products/types/hm1111f-100ug | TIM-4, Mouse, mAb Kat5-18, FITC | 100 µg | Flow cytometry, Functional studies, Immuno assays, Immuno fluorescence |  | The monoclonal antibody Kat5-18 recognizes T-cell immunoglobulin and mucin domain containing molecule (TIMD-4, also called TIM-4). TIMD-4 is a type I transmembrane protein belonging to the immunoglobulin superfamily, containing one Ig-like V-type (immunoglobulin-like) domain. TIMD-4 is expressed in Mac1+ cells in spleen, lymph nodes and fetal liver. TIMD-4 binds apoptotic cells by recognizing phosphatidylserine via its immunoglobulin domain. TIMD-4 in fibroblasts enhanced their ability to engulf apoptotic cells. TIMD-4 is involved in regulating T-cell proliferation and lymphotoxin signaling. TIMD-4 and TIMD-1 are phosphatidylserine receptors for the engulfment of apoptotic cells, and are also involved in intracellular signaling in which exosomes are involved. The monoclonal antibody Kat5-18 blocks the engulfment of apoptotic cells by thymic macrophages. | Monoclonal antibodies | 1 ml (100 μg/ml) 0.2 μm protein A purified FITC conjugated antibody solution in PBS, containing 1% bovine serum albumin and 0.02% sodium azide. | Dilutions to be used depend on detection system applied. It is recommended that users test the reagent and determine their own optimal dilutions. The typical starting working dilution is 1:50. | Mouse peritoneal cells (Ref.1) | Armenian hamster IgG | Mouse | 1. Miyanishi, M et al; Identification of Tim4 as a phosphatidylserine receptor. Nature 2007, 450: 435 2. Miyanishi, M et al; Synergistic effect of Tim4 and MFG-E8 null mutations on the development of autoimmunity. Int Immunol 2012, 24:551 | Product should be stored at 4°C. Under recommended storage conditions, product is stable for at least one year. | For research use only. Not for use in or on humans or animals or for diagnostics. It is the responsibility of the user to comply with all local/state and federal rules in the use of this product. Hycult Biotech is not responsible for any patent infringements that might result from the use or derivation of this product. | FC: Cells were incubated on ice for 30 min with 1 μg/ml biotinylated Kat5-18 in 100 μl staining solution (PBS containing 2% FCS), followed by incubation with 2 μg/ml Allophycocyanin (APC)-Cyanine 7 (Cy7)-conjugated streptavidin and 2 μg/ml APCconjugated anti-CD11b. The cells were then stained with 0.5 μM SYTOX Blue (Ref.2). FS: Antibody Kat5-18 blocks the engulfment of apoptotic cells by thymic macrophages (Ref.1). | T-cell immunoglobulin and mucin domain-containing protein 4, TIMD-4, Spleen, mucin-containing, knockout of lymphotoxin protein, SMUCKLER, T-cell immunoglobulin mucin receptor 4, TIM-4, T-cell membrane protein 4 Gene name: Timd4, Tim4
https://www.hycultbiotech.com/products/types/hm1072-500ug | C3a, Mouse, mAb 3/11 | 0.5 mg | Flow cytometry, Functional studies, Immuno assays, Western blot |  | The monoclonal antibody 3/11 recognizes C3a, an activated fragment of the complement protein C3, a 190 kDa protein which is the most abundant complement protein in serum. C3 is the third component of the complement system and plays a central role in the complement cascade. The three pathways of compliment activation come together- at this key molecule. Cleavage of the pivotal complement component C3 results in the generation of a set of effector molecules which have diverse biological functions. The cleavage product C3b promotes complement acrtivation and the subsequent formation of the membrane attack complex. C3a, the small (ca. 10 kDa) cleavage product possesses anaphylatoxic as well as immunoregulatory- properties. It exerts its function through a specific receptor (C3aR), which belongs to the G-protein coupled receptor family. Expression of C3aR- has been reported in many cell types including myeloid and non-myeloid cells. Expression of C3aR on haematopoietic stem/progenitor cells has been shown to promote the trafficking/homing of these cells to the BM. Engagement of C3aR on DCs and T cells has been shown to up-regulate these cell functions. The monoclonal antibody 3/11 reacts specifically with the C3a anaphylatoxin, providing a tool for monitoring acute complement activation (C3a generation) in experimental mouse models. | Monoclonal antibodies | 0.5 mg of 0.2 μm filtered protein G purified antibody solution in PBS with a concentration of at least 0.5 mg/ml. | For Western blotting (non-reduced) dilutions to be used depend on detection system applied. It is recommended that users test the reagent and determine their own optimal dilutions. The typical starting working dilution is 1:50. | Purified mouse C3 | Rat IgG2a | Mouse | 1. Mastellos, D et al; Novel monoclonal antibodies against mouse C3 interfering with complement activation: description of fine specificity and applications to various immunoassays. Mol Immunol 2004, 40: 1213 2. Markiewski, M et al; C3a and C3b activation products of the third component of complement (C3) are critical for normal liver recovery after toxic injury. J Immunol 2004, 173: 747 3. Park, J et al; Complement activation is critical to airway hyperresponsiveness after acute ozone exposure. Am J Respir Crit Care Med 2004, 169: 726 4. Nozaki, M et al; Drusen complement components C3a and C5a promote choroidal neovascularization. PNAS 2006, 103: 2328 5. Pritchard, M et al; Differential contributions of C3, C5 and decay accelerating factor to ethanol-induced fatty liver in mice. Gastroenterology 2007, 132:1117 | Product should be stored at 4 °C. Under recommended storage conditions, product is stable for one year. | For research use only. Not for use in or on humans or animals or for diagnostics. It is the responsibility of the user to comply with all local/state and Federal rules in the use of this product. Hycult Biotech is not responsible for any patent infringements that might result with the use of or derivation of this product. | IA: Plates were coated with goat anti rat IgG-Fc antibody, then incubated with 1:100 hybridoma supernatant to form capture complex for C3a. FS: Antibody 3/11 functions as an antagonist. The antibody can be used to block C3a (Ref.4). W: A non-reduced sample treatment and 7.5% polyacrylamide gel was used. Proteins were blotted on nitrocellulose, blocked with 5% skimmed milk and incubated with 1:10 culturesupernatant for 1h at RT. The band size of the entire C3 molecule is 190 kDa (Ref.1).
https://www.hycultbiotech.com/products/types/hm1065-500ug | C3b/iC3b/C3c, Mouse, mAb 2/11 | 0.5 mg | Flow cytometry, Frozen sections, Functional studies, Immuno assays, Immuno fluorescence, Western blot |  | The monocolonal antibody 2/11 recognizes activated fragments of the mouse complement protein C3. The complement system is an important part of the humoral response in innate immunity, consisting of three different pathways. The third complement component, C3, is central to the classical, alternative and lectin pathways of complement activation. Activation products of the complement cascade contain neo-epitopes that are not present in the individual native components. The synthesis of C3 is tissue-specific and is modulated in response to a variety of stimulatory agents. C3 is the most abundant protein of the complement system with serum protein levels of about 1.3 mg/ml. An inherited deficiency of C3 predisposes the person to frequent assaults of bacterial infections. In ulcerative colitis, and idiopathic chronic inflammatory bowel disease, the deposition of C3 in the diseased mucosa has been reported. Proteolysis by certain enzymes results in the cleavage of C3 into C3a and C3b. C3b becomes attached to immune complexes and is further cleaved into iC3b, C3c, C3dg and C3f. The monoclonal antibody 2/11 is specific for cleaved C3 fragments C3b, iC3b, and C3c, and for activated C3. Therefore, positive reactivity in tissues is associated with activation of he complement cascade and C3 cleavage. In case of an acute inflammatory reaction lots of C3 are processed into the products recognized by 2/11 and is as such useful as marker for inflammatory reaction. In chronic inflammatory conditions minimal reactivity with 2/11 may observed. In such cases primarily the C3dg product resides at the place of inflammation (C3c being cleared) which is not recognized by antibody 2/11. The chronic processing/activation of C3 is taking place at a lower level, which would reduce detection of the C3 fragments C3b, iC3b, and C3c. Next to detection of C3 fragments C3b, iC3b, and C3c, the monoclonal antibody 2/11 inhibits the hemolytic activity of mouse complement in a dose-dependent manner. | Monoclonal antibodies | 0.5 mg of 0.2 μm filtered protein G purified antibody solution in PBS with a concentration of at least 0.5 mg/ml. | Dilutions to be used depend on detection system applied. It is recommended that users test the reagent and determine their own optimal dilutions. The typical starting working dilution is 1:50. | Mouse C3 | Rat IgG1 | Mouse | 1. Mastellos, D et al; Novel monoclonal antibodies against mouse C3 interfering with complement activation: description of fine specificity and applications to various immunoassays. Mol Immunol 2004, 40: 1213 2. Markiewski, M et al; C3a and C3b activation products of the third component of complement (C3) are critical for normal liver recovery after toxic injury. J Immunol 2004, 173: 747 3. Markiewski, M et al; Modulation of the antitumor immune response by complement. Nat Immunol 2008, 9: 1225 | Product should be stored at 4 °C. Under recommended storage conditions, product is stable for one year. | For research use only. Not for use in or on humans or animals or for diagnostics. It is the responsibility of the user to comply with all local/state and Federal rules in the use of this product. Hycult Biotech is not responsible for any patent infringements that might result with the use of or derivation of this product. | F: Fixation of sections in acetone for 5‘, pretreatment with 3% hydrogen peroxide in methanol at RT to quench endogenous peroxidases. As negative control, sections from C3-deficient mice were used. (Ref.1) FC: Mouse splenocytes were incubated with autologous, freshly drawn mouse serum to fix the C3 fragments before staining. As negative control splenocytes of C3 deficient mice was used. Antibody 2/11stains the neoantigenic site on the C3 activation fragments. (Ref.1) FS: Antibody 2/11 inhibits hemolysis in a dose-dependent manner. (Ref.1) W: A non-reduced sample treatment and SDS-PAGE was used. The band size is 150 kDa (Ref.1). IA: Supernatant of antibody 2/11 was incubated on anti-rat IgG Fc coated plates. After incubation with sample, HRP-conjugated polyclonal goat anti-mouse C3 was used for detection. (Ref.1)
https://www.hycultbiotech.com/products/types/hm1096-500ug | C1q, Mouse, mAb JL-1 | 0.5 mg | Frozen sections, Functional studies, Immuno assays, Immuno fluorescence, Western blot |  | The monoclonal antibody JL-1 recognizes the collagen-like region (CLR) of mouse C1q, a 459 kDa molecule consisting of three individual polypeptide chains. The antibody has been generated by immunization of C1q-/- C57BL/6 mice with purified mouse C1q. C1q forms together with C1r and C1s the C1 macromolecule, the first component of the classical complement pathway. Interaction of immune complexes with C1q induces a conformational change within the C1 complex, which results in activation of the classical pathway. C1q functions as recognition unit by binding to the heavy chain of IgG or IgM (Fc gamma and Fc micro) provided that the immunoglobulins are bound to their antigen. Furthermore, C1q can also recognize molecular patterns associated with pathogens and it can bind to apoptotic blebs, where it activates the classical complement pathway and mediates phagocytosis. As such, C1q promotes the clearance of apoptotic cells and subsequent exposure of auto antigens, thereby preventing stimulation of the immune system. C1q is predominantly produced by macrophages but also by follicular dendritic cells, interdigitating cells and cells of the monocyte-macrophage lineage. C1q deficiency has a profound effect on host defence and clearance of immune complexes. Absence of C1q may cause autoimmunity by impairment of the clearance of apoptotic cells. Inherited C1q deficiency is also associated with the development of systemic lupus erythematosus (SLE). The monoclonal antibody JL-1 is reactive with the collagen-like region (CLR) only, which is the same region to which autoantibodies in mice and humans are binding. Anti-C1q autoantibodies deposit in glomeruli together with C1q but induce overt renal disease only in the context of glomerular immune complex disease. This provides an explanation why anti-C1q antibodies are especially pathogenic in patients with SLE. | Monoclonal antibodies | 0.5 mg 0.2 μm filtered protein G purified antibody solution in PBS with a concentration of at least 0.5 mg/ml. The endotoxin concentration is < 24 EU/mg, determined with HIT302 LAL Assay. | Dilutions to be used depend on detection system applied. It is recommended that users test the reagent and determine their own optimal dilutions. The typical starting working dilution is 1:50. | Purified mouse C1q | Mouse IgG2b | Mouse | 1. Trouw, L et al; Anti-C1q autoantibodies deposit in glomeruli but are only pathogenic in combination with glomerular C1q-containing immune complexes. J Clin Invest 2004, 114: 679 2. Li, M et al; Development of a humanized C1q A chain knock-in mouse: assessment of antibody independent beta-amyloid induced complement activation. Mol Immunol 2008, 45: 3244 3. Erlich, P et al; Complement protein C1q forms a complex with cytotoxic prion protein oligomers. J Biol Chem 2010, 285: 19267 | Product should be stored at 4°C. Under recommended storage conditions, product is stable for one year. | For research use only. Not for use in or on humans or animals or for diagnostics. It is the responsibility of the user to comply with all local/state and Federal rules in the use of this product. Hycult Biotech is not responsible for any patent infringements that might result with the use or derivation of this product. | IHC-F: Antibody JL-1 was used to stain tissue sections which were fixed in acetone. As positive control a polyclonal anti-C1q antibody was used and as negative control an isotype matched monoclonal antibody (Ref.1). FS: Antibody JL-1 was administered to mice resulting in depletion of circulating C1q, glomerular deposition of C1q and induction of anti-C1q autoantibodies in susceptible mice. As a negative control an isotype matched monoclonal antibody was used (Ref.1). | Complement component C1q, Complement C1q subcomponent subunit A
https://www.hycultbiotech.com/products/types/hm1039-500ug | Neutrophils, Mouse, mAb NIMP-R14 | 0.5 mg | Flow cytometry, Frozen sections, Functional studies, Immuno assays, Paraffin sections |  | The monoclonal antibody NIMP-R14 is highly specific for murine Ly-6G and Ly-6C. The Ly-6G/-6C locus encodes a family of Ly-6 proteins including Ly-6G and Ly-6C. Ly-6 antigens have a molecular weight between 15,000 and 18,000. Ly6G is together with Ly6c a component of the myeloid differentiation antigen Gr-1. Ly6G a GPI-anchored protein and is a good marker of peripheral neutrophils. Although predominantly presents on neutrophils, it is also expressed on a subset of eosinophils, differentiating pre-monocytes and plasmacytoid dendritic cells. Ly6C is a monocyte/macrophage and endothelial cell differentiation antigen regulated by interferon gamma, and may play a role in the development and maturation of lymphocytes. It is expressed on bone marrow cells, monocytes/macrophages, neutrophils, endothelial cells, and T cell subsets. Expression of Gr-1 in bone marrow correlates with granulocyte differentiation and maturation. However, the physiological role of Ly6G alone remains still unclear. The monoclonal antibody NIMP-R14 has been successfully used to stain polymorphonuclear (PMN) cells and monocytes for fluorescent activated cell sorting and in frozen and paraffin sections. Treatment with antibodies in vivo leads to neutropenia and has inhibitory effect on local immune responses. Furthermore, it has been shown to be useful for depletion of neutrophils in mice. It depletes neutrophils as soon as 6 hours after injection and up to 6 days. | Monoclonal antibodies | 0.5 mg 0.2 μm filtered protein G purified antibody solution in PBS with a concentration of at least 0.5 mg/ml. The endotoxin concentration is < 24 EU/mg, determined with HIT302 LAL Assay. | Dilutions to be used depend on detection system applied. It is recommended that users test the reagent and determine their own optimal dilutions. The typical starting working dilution is 1:50. | Purified BALB/c mouse neutrophils | Rat IgG2b | Mouse | 1. Lopez, A et al; Differentiation antigens on mouse eosinophils and neutrophils identified by monoclonal antibodies, Brit J Haematology 1984, 57: 489 2. McLaren, D et al; Schistosoma mansoni: evidence that immunity in vaccinated and chronically infected CBA/Ca mice is sensitive to treatment with a monoclonal antibody that depletes cutaneous effector cells. Parasite Immunol 1987, 9: 667 3. Van Lent, P et al; Monocytes/macrophages rather than PMN are involved in early cartilage degradation in cationic immune complex arthritits in mice. J Leukoc Biol 1997, 61: 267 4. Lubberts, E et al; Adenoviral vector-mediated overexpression of IL-4 in the knee joint of mice with collagen-induced arthritis prevents cartilage destruction. J Immunol 1999, 163: 4546 5. Tacchini-Cottier, F et al; An immunomodulatory function for neutrophils during the induction of a CD4+ Th2 response in BALB/c mice infected with Leishmania major. J Immunol 2000, 165: 628 6. Vries de, B et al; Complement factor C5a mediates renal ischemia-reperfusion injury independent from neutrophils. J Immunol 2003, 170: 3883 7. Nagendra, S et al; Absence of cross-reactivity between murine Ly-6C and Ly-6G. Cytometry A 2004, 58: 195 8. Navarini, A et al; Innate Immune-induced depletion of bone marrow neutrophils aggravates systemic bacterial infections. PNAS 2009, 106: 7107 9. Paust, H et al; Chemokines play a critical role in the cross-regulation of Th1 and Th17 immune responses in murine crescentic glomerulonephritis. Kidney International, 2012. 10. Gao, N et al; Matrix Metalloproteinase-13 as a Target for Suppressing Corneal Ulceration Caused by Pseudomonas aeruginosa Infection. J Infect Dis. 2015 212:116 | Product should be stored at 4 °C. Under recommended storage conditions, product is stable for one year. | For research use only. Not for use in or on humans or animals or for diagnostics. It is the responsibility of the user to comply with all local/state and Federal rules in the use of this product. Hycult Biotech is not responsible for any patent infringements that might result with the use of or derivation of this product. | IHC-F: Tissue was fixed with acetone (Ref 6) IHC-P: Blocking with 20% normal rabbit serum (Ref 4). Use a mild or no antigen retrieval method. FC: 5 x 105 cells were incubated with 10 μg/ml antibody (Ref 3) FS: Neutrophil depletion. Mice were treated with NIMP-R14 given intraperitoneally at a dose of 1mg, 6h before infection (Ref 5) | Lymphocyte antigen 6 complex locus protein G6c, myeloid differentiation antigen Gr1 Gene name: Ly6g
https://www.hycultbiotech.com/products/types/hm6011-500ug | Lipopolysaccharide Core, mAb WN1 222-5 | 0.5 mg | Functional studies, Immuno assays, Paraffin sections, Western blot |  | The mouse monoclonal antibody clone WN1 222-5 recognizes the core region of lipopolysaccharide (LPS), whereas it lacks reactivity with free lipid A and Rd2 or smaller LPS. LPS is a constituent of the outer membrane of the cell wall of certain types of Gram-negative bacteria, such as E. coli, Salmonella, Shigella, Pseudomonas, Neisseria, Haemophilus, and some other lesser known pathogens. The endotoxins of Gram-negative bacteria are LPS molecules with three distinct domains referred to as lipid A, core oligosaccharide and O-polysaccharide. The lipid A and core oligosaccharide comprise the endotoxin core and are relatively conserved among different Gram-negative bacterial species. The O-polysaccharides show wide structural diversity and give rise to the O-specificity of different strain and species serotypes. Lipid A is the toxic moiety of endotoxin, and is covalently linked to core oligosaccharide in all LPS. Rough (R) bacteria lack the O-polysaccharide of their smooth (S) strain bacteria counterparts, and different rough mutant bacteria have been isolated expressing a range of incomplete core oligosaccharide structures ranging from complete core (Ra) to deep-rough (Re) mutants expressing only lipid A linked to inner-core KDO residues. During life, humans as well as other vertebrates, are often exposed to LPS, for instance by enterobacteria. While growing, enterobacteria releases small amounts of endotoxins. Predominant part of the endotoxins stay on the cell wall until the bacterium disintegrates. Endotoxins are heat stable, so even boiling the infected material for 30 minutes will not denature it. Watery diarrhea is caused by released LPS that interacts with the digestive track intestine. Cells and tissue can be destroyed by the LPS resulting in inflammation. Furthermore, LPS is a causal factor of NEC (necrotizing enterocolitis), a disorder found mostly in newborn infants. If LPS gains entry to the bloodstream, it can bind the host cells, such as macrophages. LPS responses are complicated and involve complexes of LPS-binding protein (LBP), soluble and/or membrane bound CD14 and Toll like receptor 4 ( TLR4). LBP is a serum protein that catalyzes LPS recognition by CD14. Recognition of LPS triggers a cascade of adverse systemic responses and organ failure (septic shock). | Monoclonal antibodies | 0.5 mg of 0.2 μm filtered protein G purified antibody solution in PBS with a concentration of at least 0.5 mg/ml. | Dilutions to be used depend on detection system applied. It is recommended that users test the reagent and determine their own optimal dilutions. The typical starting working dilution is 1:50. | 10E8 heat-killed bacteria | Mouse IgG2a | N/A | 1. Di Padova, FE et al; Identification of widely cross-reactive and cross-protective anti-LPS core monoclonal antibodies (Mabs). Infect Immun 1993, 61:3863 2. Bahrami, S et al; Monoclonal antibody to endotoxin attenuates hemorrhage-induced lung injury and mortality in rats. Crit Care Med 1997, 25: 1030 3. Pollack, M et al; Dual effects of lipopolysaccharide (LPS) antibodies on cellular uptake of LPS and LPS-induced proinflammatory functions. J Immunol 1997, 151: 3519 4. Müller-Loennies, S et al; Identification of a cross-reactive epitope widely present in lipopolysaccharide from enterobacteria and recognized by the cross protective monoclonal antibody WN1 222-5. J Biol Chem 2003, 278: 25618 5. Tsuneyoshi, N et al; The functional and structural properties of MD-2 required for lipopolysaccharide binding are absent in MD-1. J Immunol 2005, 174: 340 6. Estes, J et al; Damaged intestinal epithelial integrity linked to microbial translocation in pathogenic simian immunodeficiency virus infections. PLOS pathogens 2010, 6: e1001052 7. Wang, A et al; Anti-LPS Test Strip for the Detection of Food Contaminated with Salmonella and E. coli. Microbial Biochem Technol 2011, 3:2 8. Barclay, G et al; Monoclonal Antibodies to Endotoxin Core Segregate into Families of Specificity and Cross-Reactivity to Lipopolysaccharides in ELISA by Correlation Cluster Analysis. 9. Cosgrove, C et al; Early and nonreversible decrease of CD161++/MAIT cells in HIV infection. Blood 2013, 121: 951 10. Ruan, X et al. In Vitro O-Antigen Ligase Assay. Methods Mol Biol 2013, 1022: 185 11. Belcher, J et a; Heme triggers TLR4 signaling leading to endothelial cell activation and vaso-occlusion in murine sickle cell disease. Blood 2014, 123: 377 | Product should be stored at 4 °C. Under recommended storage conditions, product is stable for at least one year. The exact expiry date is indicated on the label | For research use only. Not for use in or on humans or animals or for diagnostics. It is the responsibility of the user to comply with all local/state and federal rules in the use of this product. Hycult Biotech is not responsible for any patent infringements that might result from the use or derivation of this product. | W: A non-reduced sample treatment and SDS-PAGE was used (Ref. 1 and 5). IHC-P: Antigen retrieval was performed by heating sections in 1x DIVA Decloaker reagent. As positive control gut or lymph node of SIV-infected rhesus macaques was used and as negative control gut or lymph node of non-SIV-infected rhesus macaques (Ref.6). | LPS core
https://www.hycultbiotech.com/products/types/hm1131bt-50ug | Pentraxin 3, Mouse, mAb 6B11, biotinylated | 50 µg | Flow cytometry, Frozen sections, Functional studies, Immuno assays, Western blot |  | Monoclonal antibody 6B11 recognizes mouse pentraxin 3 (PTX3). The first line of defense against pathogens is represented by the innate immune system. An important part of this system is the recognition of pathogen associated molecular patterns (PAMPs) by pattern recognition molecules (PRMs). Pentraxins (PTXs) are a family of soluble cyclic pentameric PRMs. Based on primary structure, they can be divided in two groups, short and long PTXs. C-reactive protein (CRP) and serum amyloid P component (SAP) are prototypic short PTXs. Others have been classified as long PTXs. PTXs have a conserved ca 200 amino acid long c-terminal domain containing the PTX signature (HxCxS/TWxS, where x is any amino acid). Human PTX3 encodes a 381 amino acid, 45 kDa secretory glycoprotein with a 162 amino acid N-terminal extension and a 202 amino acid C-terminal pentraxin domain. There is also a high degree of conservation between from mouse to man. PTX3 is the prototypic long PTX and was originally identified in endothelial cells and fibroblasts. Orthologs of PTX3 have been found in a variety of species. The PTX3 gene consists of three exons and two introns. The first two exons code for the leader peptide and the N-terminal domain of the protein, respectively, and the third exon encodes the pentraxin domain. PTX3 expression can among others be induced by proinflammatory cytokines like TNFα, Il1β and TLR agonists. Whereas short PTXs are produced in the liver, the main source of PTX3 expression are myeloid dendritic cells but expression is also seen in monocytes, macrophages, endothelial cells (constitutively expressed), fibroblasts, smooth muscle cells, kidney epithelial cells, synovial cells, chondrocytes, adipocytes, alveolar epithelial cells, granulosa cells and glial cells. PTX3 expression can be affected by several pathways. PTX3 is also linked to the complement system. It binds to C1q, complement factor H and ficolin-2 and is therefore involved in the classical, alternative as well as the lectin pathway of complement. PTX3 seems to have a important regulating role of complement mediated immune responses. PTX3 acts as an acute phase protein and is a potential marker for infectious, inflammatory and cardiovascular pathologies. PTX3 may play a role in vascular pathology, including atherosclerosis and restenosis, and has been considered as a marker of vascular damage. In humans, PTXs levels are correlated with the risk of developing of vascular events. It is expected that PTX3 have a cardiovascular protective effect. Furthermore, PTX3 upregulation is observed in the endothelium from patients affected by systemic sclerosis, a disease characterized by insufficient angiogenesis. The latter seems to be mediated via fibroblast growth factor 2 (FGF2). The anti-angiogenic affect of PTX3, via FGF2, has also potential to interfere with tumor progression. Like CRP and SAP, PTX3 binds apoptotic cells and debris, and has been associated with the response to tissue damage. This recognition of apoptotic cells is shared by other components of innate immunity (e.g. collectins). PTX3 expression can be affected by several pathways. PTX3 is also linked to the complement system. It binds to C1q, complement factor H and ficolin-2 and is therefore involved in the classical, alternative as well as the lectin pathway of complement. PTX3 seems to have a important regulating role of complement mediated immune responses. PTX3 acts as an acute phase protein and is a potential marker for infectious, inflammatory and cardiovascular pathologies. PTX3 may play a role in vascular pathology, including atherosclerosis and restenosis, and has been considered as a marker of vascular damage. In humans, PTXs levels are correlated with the risk of developing of vascular events. It is expected that PTX3 have a cardiovascular protective effect. Furthermore, PTX3 upregulation is observed in the endothelium from patients affected by systemic sclerosis, a disease characterized by insufficient angiogenesis. The latter seems to be mediated via fibroblast growth factor 2 (FGF2). The anti-angiogenic affect of PTX3, via FGF2, has also potential to interfere with tumor progression. Like CRP and SAP, PTX3 binds apoptotic cells and debris, and has been associated with the response to tissue damage. This recognition of apoptotic cells is shared by other components of innate immunity (e.g. collectins). | Monoclonal antibodies | 0.5 ml (100 μg/ml) 0.2 μm filtered antibody solution in PBS, containing 0.1% bovine serum albumin and 0.02% sodium azide. | For flow cytometry, immuno assay and Western blotting, dilutions to be used depend on detection system applied. It is recommended that users test the reagent and determine their own optimal dilutions. The typical starting working dilution is 1:50. For functional studies, in vitro dilutions have to be optimized in user’s experimental setting. | Recombinant mouse PTX3 | Mouse IgG1 | Mouse |  | Product should be stored at 4°C. Under recommended storage conditions, product is stable for at least one year. The exact expiry date is indicated on the label. | For research use only. Not for use in or on humans or animals or for diagnostics. It is the responsibility of the user to comply with all local/state and federal rules in the use of this product. Hycult Biotech is not responsible for any patent infringements that might result from the use or derivation of this product. | W: A reduced sample treatment and SDS-Page was used.
https://www.hycultbiotech.com/products/types/hm1131-100ug | Pentraxin 3, Mouse, mAb 6B11 | 100 µg | Flow cytometry, Frozen sections, Functional studies, Immuno assays, Western blot |  | Monoclonal antibody 6B11 recognizes mouse pentraxin 3 (PTX3). The first line of defense against pathogens is represented by the innate immune system. An important part of this system is the recognition of pathogen associated molecular patterns (PAMPs) by pattern recognition molecules (PRMs). Pentraxins (PTXs) are a family of soluble cyclic pentameric PRMs. Based on primary structure, they can be divided in two groups, short and long PTXs. C-reactive protein (CRP) and serum amyloid P component (SAP) are prototypic short PTXs. Others have been classified as long PTXs. PTXs have a conserved ca 200 amino acid long c-terminal domain containing the PTX signature (HxCxS/TWxS, where x is any amino acid). Human PTX3 encodes a 381 amino acid, 45 kDa secretory glycoprotein with a 162 amino acid N-terminal extension and a 202 amino acid C-terminal pentraxin domain. There is also a high degree of conservation between from mouse to man. PTX3 is the prototypic long PTX and was originally identified in endothelial cells and fibroblasts. Orthologs of PTX3 have been found in a variety of species. The PTX3 gene consists of three exons and two introns. The first two exons code for the leader peptide and the N-terminal domain of the protein, respectively, and the third exon encodes the pentraxin domain. PTX3 expression can among others be induced by proinflammatory cytokines like TNFα, Il1β and TLR agonists. Whereas short PTXs are produced in the liver, the main source of PTX3 expression are myeloid dendritic cells but expression is also seen in monocytes, macrophages, endothelial cells (constitutively expressed), fibroblasts, smooth muscle cells, kidney epithelial cells, synovial cells, chondrocytes, adipocytes, alveolar epithelial cells, granulosa cells and glial cells. PTX3 expression can be affected by several pathways. PTX3 is also linked to the complement system. It binds to C1q, complement factor H and ficolin-2 and is therefore involved in the classical, alternative as well as the lectin pathway of complement. PTX3 seems to have a important regulating role of complement mediated immune responses. PTX3 acts as an acute phase protein and is a potential marker for infectious, inflammatory and cardiovascular pathologies. PTX3 may play a role in vascular pathology, including atherosclerosis and restenosis, and has been considered as a marker of vascular damage. In humans, PTXs levels are correlated with the risk of developing of vascular events. It is expected that PTX3 have a cardiovascular protective effect. Furthermore, PTX3 upregulation is observed in the endothelium from patients affected by systemic sclerosis, a disease characterized by insufficient angiogenesis. The latter seems to be mediated via fibroblast growth factor 2 (FGF2). The anti-angiogenic affect of PTX3, via FGF2, has also potential to interfere with tumor progression. Like CRP and SAP, PTX3 binds apoptotic cells and debris, and has been associated with the response to tissue damage. This recognition of apoptotic cells is shared by other components of innate immunity (e.g. collectins). PTX3 expression can be affected by several pathways. PTX3 is also linked to the complement system. It binds to C1q, complement factor H and ficolin-2 and is therefore involved in the classical, alternative as well as the lectin pathway of complement. PTX3 seems to have a important regulating role of complement mediated immune responses. PTX3 acts as an acute phase protein and is a potential marker for infectious, inflammatory and cardiovascular pathologies. PTX3 may play a role in vascular pathology, including atherosclerosis and restenosis, and has been considered as a marker of vascular damage. In humans, PTXs levels are correlated with the risk of developing of vascular events. It is expected that PTX3 have a cardiovascular protective effect. Furthermore, PTX3 upregulation is observed in the endothelium from patients affected by systemic sclerosis, a disease characterized by insufficient angiogenesis. The latter seems to be mediated via fibroblast growth factor 2 (FGF2). The anti-angiogenic affect of PTX3, via FGF2, has also potential to interfere with tumor progression. Like CRP and SAP, PTX3 binds apoptotic cells and debris, and has been associated with the response to tissue damage. This recognition of apoptotic cells is shared by other components of innate immunity (e.g. collectins). | Monoclonal antibodies | 1 ml (100 µg/ml) 0.2 µm filtered antibody solution in PBS, containing 0.1% bovine serum albumin. | For flow cytometry, immuno assay and Western blotting, dilutions to be used depend on detection system applied. It is recommended that users test the reagent and determine their own optimal dilutions. The typical starting working dilution is 1:50. For functional studies, in vitro dilutions have to be optimized in user’s experimental setting. | Recombinant mouse PTX3 | Mouse IgG1 | Mouse |  | Product should be stored at 4°C. Under recommended storage conditions, product is stable for at least one year. The exact expiry date is indicated on the label. | For research use only. Not for use in or on humans or animals or for diagnostics. It is the responsibility of the user to comply with all local/state and federal rules in the use of this product. Hycult Biotech is not responsible for any patent infringements that might result from the use or derivation of this product. | W: A reduced sample treatment and SDS-Page was used.
https://www.hycultbiotech.com/products/types/hm1130-100ug | Pentraxin 3, Mouse, mAb 2C3 | 100 µg | Flow cytometry, Functional studies, Immuno assays, Immuno fluorescence, Immuno precipitation, Western blot |  | Monoclonal antibody 2C3 recognizes mouse pentraxin 3 (PTX3). The first line of defense against pathogens is represented by the innate immune system. An important part of this system is the recognition of pathogen associated molecular patterns (PAMPs) by pattern recognition molecules (PRMs). Pentraxins (PTXs) are a family of soluble cyclic pentameric PRMs. Based on primary structure, they can be divided in two groups, short and long PTXs. C-reactive protein (CRP) and serum amyloid P component (SAP) are prototypic short PTXs. Others have been classified as long PTXs. PTXs have a conserved ca 200 amino acid long c-terminal domain containing the PTX signature (HxCxS/TWxS, where x is any amino acid). Human PTX3 encodes a 381 amino acid, 45 kDa secretory glycoprotein with a 162 amino acid N-terminal extension and a 202 amino acid C-terminal pentraxin domain. There is also a high degree of conservation between from mouse to man. PTX3 is the prototypic long PTX and was originally identified in endothelial cells and fibroblasts. Orthologs of PTX3 have been found in a variety of species. The PTX3 gene consists of three exons and two introns. The first two exons code for the leader peptide and the N-terminal domain of the protein, respectively, and the third exon encodes the pentraxin domain. PTX3 expression can among others be induced by proinflammatory cytokines like TNFα, Il1β and TLR agonists. Whereas short PTXs are produced in the liver, the main source of PTX3 expression are myeloid dendritic cells but expression is also seen in monocytes, macrophages, endothelial cells (constitutively expressed), fibroblasts, smooth muscle cells, kidney epithelial cells, synovial cells, chondrocytes, adipocytes, alveolar epithelial cells, granulosa cells and glial cells. PTX3 expression can be affected by several pathways. PTX3 is also linked to the complement system. It binds to C1q, complement factor H and ficolin-2 and is therefore involved in the classical, alternative as well as the lectin pathway of complement. PTX3 seems to have a important regulating role of complement mediated immune responses. PTX3 acts as an acute phase protein and is a potential marker for infectious, inflammatory and cardiovascular pathologies. PTX3 may play a role in vascular pathology, including atherosclerosis and restenosis, and has been considered as a marker of vascular damage. In humans, PTXs levels are correlated with the risk of developing of vascular events. It is expected that PTX3 have a cardiovascular protective effect. Furthermore, PTX3 upregulation is observed in the endothelium from patients affected by systemic sclerosis, a disease characterized by insufficient angiogenesis. The latter seems to be mediated via fibroblast growth factor 2 (FGF2). The anti-angiogenic affect of PTX3, via FGF2, has also potential to interfere with tumor progression. Like CRP and SAP, PTX3 binds apoptotic cells and debris, and has been associated with the response to tissue damage. This recognition of apoptotic cells is shared by other components of innate immunity (e.g. collectins). | Monoclonal antibodies | 1 ml (100 µg/ml) 0.2 µm filtered antibody solution in PBS, containing 0.1% bovine serum albumin. | For flow cytometry, immuno assay, immuno fluorescence, immuno precipitation and Western blotting, dilutions to be used depend on detection system applied. It is recommended that users test the reagent and determine their own optimal dilutions. The typical starting working dilution is 1:50. For functional studies, in vitro dilutions have to be optimized in user’s experimental setting. | Recombinant mouse PTX3 | Mouse IgG1 | Mouse |  | Product should be stored at 4°C. Under recommended storage conditions, product is stable for at least one year. The exact expiry date is indicated on the label. | For research use only. Not for use in or on humans or animals or for diagnostics. It is the responsibility of the user to comply with all local/state and federal rules in the use of this product. Hycult Biotech is not responsible for any patent infringements that might result from the use or derivation of this product. | FC: Antibody 2C3 stains the intra and extracellular domain of Pentraxin 3. For intracellular staining cells were permeabilized with buffer containing triton. As positive control transfected cells were used. W: A non-reduced sample treatment and SDS-Page was used. The band size is 400 kDa.
https://www.hycultbiotech.com/products/types/hm1098f | TREM-1, Mouse, mAb L5-B8, FITC | 100 µg | Flow cytometry, Functional studies, Immuno fluorescence, Western blot |  | The monoclonal antibody L5-B8 recognizes-mouse triggering receptor expressed on myeloid cells-1 (TREM-1). TREM-1 is a 30 kDa monomeric transmembrane activating receptor. TREM-1 is a member of the immunoglobulin superfamily. TREM-1 is expressed at low levels in the early development of the hematopoietic system in the promonoistic stage, and at high levels on the surface of immune cells, including neutrophils, monocytes and macrofages. TREM-1 is synthesized as a 234 amino acid (aa) precursor with a signal peptide (16 aa), an extracellular domain (184 aa), a transmembrane domain (29 aa), and a short cytoplasmic domain (5 aa). The short intracellular domain associates with a signal-transduction molecule, DNAX-activation protein 12 (DAP12), triggering the secretion of inflammatory cytokines that amplify the host response to microbial agents. TREM-1 acts in synergy with Toll-like receptor signaling pathways in amplifying the inflammatory response. Platelets express a natural ligand for TREM-1. The expression of TREM-1 is greatly upregulated on phagocytic cells in the presence of bacteria and fungi. TREM-1 has a role in sepsis, inflammatory bowel disease (IBD) and multiple sclerosis. In contrast, TREM-1 is not upregulated in samples from patients with non-inefctious inflammatory conditions. During infections, receptor expression is modulated and soluble TREM-1 (sTREM-1, 17 kDa) is released. TREM-1 is shed from the membrane of activated phagocytes and can be found as sTREM-1 in body fluids like plasma and bronchoalveolar lavage fluid (BAL). Elavated levels of sTREM-1 have a accuracy and sensitivity in detecting microbial infections as underlying disease. Furthermore, sTREM-1 has been associated with non-infectious inflammatory conditions like major abdominal surgery, peptic ulcer disease and COPD. | Monoclonal antibodies | 1 ml (100 μg/ml) 0.2 μm filtered FITC conjugated antibody solution in PBS, containing 0.02% sodium azide and 1% bovine serum albumin. | For immunohistology, flow cytometry and Western blotting, dilutions to be used depend on detection system applied. It is recommended that users test the reagent and determine their own optimal dilutions. The typical starting working dilution is 1:50. For functional studies, in vitro dilutions have to be optimized in user's experimental setting. | Mouse TREM-1-human IgG-Fc fusion protein | Rat IgG2a | Mouse |  | Product should be stored at 4 °C. Under recommended storage conditions, product is stable for one year. | For research use only. Not for use in or on humans or animals or for diagnostics. It is the responsibility of the user to comply with all local/state and federal rules in the use of this product. Hycult Biotech is not responsible for any patent infringements that might result from the use or derivation of this product. |  | TREM-1, triggering receptor expressed on myeloid cells, TREM1
https://www.hycultbiotech.com/products/types/hm1092f-100ug | TLR2, Mouse, mAb mT2.4, FITC | 100 µg | Flow cytometry, Frozen sections, Functional studies, Immuno assays, Paraffin sections |  | Monoclonal antibody mT2.4 reacts with mouse Toll-like receptor 2 (TLR2, CD282). Toll-like receptors (TLR) are highly conserved throughout evolution and have been implicated in the innate defense to many pathogens. In Drosophila toll is required for the anti-fungal response, while the related 18-wheeler is involved in antibacterial defenses. In mammals, TLR identified as type I transmembrane signaling receptors with pattern recognition capabilities, have been implicated in the innate host defense to pathogens. TLR2 has been identified as a receptor that is central to the innate immune response to lipoproteins of Gram-negative bacteria, several whole Gram-positive bacteria, as well as a receptor for peptidoglycan and lipoteichoic acid and other bacterial cell membrane products. A functional interaction between TLR2 and TLR6 in the cellular response to various bacterial products has been discovered. The currently accepted paradigm regards TLR2 as an essential receptor for many eubacterial cell wall components, including lipoproteins and peptidoglycan. Bacterial species as diverse as mycobacteria, spirochetes, mycoplasma, Staphylococcus aureus, and Streptococcus pneumoniae have all been shown to mediate cellular activation via TLR2. The monoclonal antibody mT2.4 inhibits murine TLR2-mediated cell activation. It masks the lipopeptide binding site in the recombinant extracellular domain of TLR2 (TLR2ECD) and does not hinder the receptor complex formation. The antibody reacts with the native TLR2 protein and not with denatured TLR2 protein . Furthermore the antibody stains overexpressed, as well as endogenous cell surface- and intracellular mouse TLR2. | Monoclonal antibodies | 1 ml (100 μg/ml) 0.2 μm filtered FITC conjugated antibody solution in PBS, containing 0.02% sodium azide and 1% bovine serum albumin. | For immunohistology and flow cytometry dilutions to be used depend on detection system applied. It is recommended that users test the reagent and determine their own optimal dilutions. The typical starting working dilution is 1:50. For neutralization of biological activity in vitro dilutions have to be made according to the amounts of TLR2 (CD282) to be inactivated. |  | Mouse IgG2b | Mouse | Meng, G et al; Murine TLR2 expression analysis and systemic antagonism by usage of specific monoclonal antibodies. Immunology Letters 2005, 98: 200 | Product should be stored at 4 °C. Under recommended storage conditions, product is stable for one year. | For research use only. Not for use in or on humans or animals or for diagnostics. It is the responsibility of the user to comply with all local/state and Federal rules in the use of this product. Hycult Biotech is not responsible for any patent infringements that might result with the use of or derivation of this product.
https://www.hycultbiotech.com/products/types/hm1078-100ug | C3b/iC3b/C3c, Mouse, mAb 3/26 | 100 µg | Flow cytometry, Frozen sections, Functional studies, Immuno assays, Immuno fluorescence, Western blot |  | The monoclonal antibody 3/26 recognizes mouse complement protein activated C3 fragments C3b, iC3b, and C3c. The complement system is an important factor in innate immunity. The third complement component, C3, is central to the classical, alternative and lectin pathways of complement activation. C3 is the most abundant protein of the complement system with serum protein levels of about 1.3 mg/ml. Proteolysis by certain enzymes results in the cleavage of C3 into C3a and C3b. C3b becomes attached to immune complexes and is further cleaved into iC3b, C3c, C3dg and C3f. Activation products of the complement cascade contain neo-epitopes that are not present in the individual native components. The synthesis of C3 is tissue-specific and is modulated in response to a variety of stimulatory agents. An inherited deficiency of C3 predisposes the person to frequent assaults of bacterial infections. In ulcerative colitis, and idiopathic chronic inflammatory bowel disease, the deposition of C3 in the diseased mucosa has been reported. The monoclonal antibody 3/26 preferably recognizes cleaved C3 fragments C3b, iC3b, and C3c. In case of an acute inflammatory reaction lots of C3 are processed into the products recognized by 3/26 and is as such useful as marker for inflammatory reaction. In chronic inflammatory conditions minimal reactivity with 3/26 may observed. In such cases primarily the C3dg product resides at the place of inflammation (C3c being cleared) which is not recognized by antibody 3/26. The chronic processing/activation of C3 is taking place at a lower level, which would reduce detection of the C3 fragments C3b, iC3b, and C3c. | Monoclonal antibodies | 1 ml (100 µg/ml) 0.2 µm filtered antibody solution in PBS, containing 0.1% bovine serum albumin. | For immunohistochemistry, flow cytometry and Western blotting, dilutions to be used depend on detection system applied. It is recommended that users test the reagent and determine their own optimal dilutions. The typical starting working dilution is 1:50. For functional studies, in vitro dilutions have to be optimized in user’s experimental setting. |  | Rat IgG2a | Mouse | 1. Mastellos, D et al; Novel monoclonal antibodies against mouse C3 interfering with complement activation: description of fine specificity and applications to various immunoassays. Mol Immunol 2004, 40: 1213 2. Markiewski, M et al; C3a and C3b activation products of the third component of complement (C3) are critical for normal liver recovery after toxic injury. J Immunol 2004, 173: 747 3. Cecic, I et al; Characteristics of complement activation in mice bearing Lewis lung carcinomas treated by photodynamic therapy. Cancer Lett 2005, 225: 215 4. Heurich, B et al; Complement upregulation and activation on motor neurons and neuromuscular junction in the SOD1 G93A Mouse model of familial amyotrophic lateral sclerosis. J Neuroimmunol 2011, 235:104-109 | Product should be stored at 4°C. Under recommended storage conditions, product is stable for at least one year. The exact expiry date is indicated on the label. | For research use only. Not for use in or on humans or animals or for diagnostics. It is the responsibility of the user to comply with all local/state and federal rules in the use of this product. Hycult Biotech is not responsible for any patent infringements that might result from the use or derivation of this product. | FC: Antibody 3/26 stains deposited C3 fragments on the surface of cells. As positive control splenocytes were used and as negative control isotype control rat IgG2a. (Ref.1) W: A non-reduced sample treatment and SDS-PAGE was used. The band size is ~185 kDa (Ref.1). IHC-F: Tissue sections were fixed in acetone and pretreated with 3% hydrogen peroxide in methanol at RT to quench endogenous peroxidases. As positive control kidney derived from mice treated with anti-glomerular basement membrane antibodies was used and as negative control C3-/- mice kidney (Ref.1). FS: The monoclonal antibody 3/26 inhibits the hemolytic activity of mouse complement in a dose-dependent manner. The biological activity of the antibody can be defined as the amount of antibody necessary for inhibition of hemolysis (Ref.1). W: Blot is blocked with skimmed milk and incubated with culture supernatant (1:10) for 1h at RT | Complement C3; ASP; Plp; HSE-MSF; AI255234
https://www.hycultbiotech.com/products/types/hm6011 | Lipopolysaccharide Core, mAb WN1 222-5 | 100 µg | Functional studies, Immuno assays, Paraffin sections, Western blot |  | The mouse monoclonal antibody clone WN1 222-5 recognizes the core region of lipopolysaccharide (LPS), whereas it lacks reactivity with free lipid A and Rd2 or smaller LPS. LPS is a constituent of the outer membrane of the cell wall of certain types of Gram-negative bacteria, such as E. coli, Salmonella, Shigella, Pseudomonas, Neisseria, Haemophilus, and some other lesser known pathogens. The endotoxins of Gram-negative bacteria are LPS molecules with three distinct domains referred to as lipid A, core oligosaccharide and O-polysaccharide. The lipid A and core oligosaccharide comprise the endotoxin core and are relatively conserved among different Gram-negative bacterial species. The O-polysaccharides show wide structural diversity and give rise to the O-specificity of different strain and species serotypes. Lipid A is the toxic moiety of endotoxin, and is covalently linked to core oligosaccharide in all LPS. Rough (R) bacteria lack the O-polysaccharide of their smooth (S) strain bacteria counterparts, and different rough mutant bacteria have been isolated expressing a range of incomplete core oligosaccharide structures ranging from complete core (Ra) to deep-rough (Re) mutants expressing only lipid A linked to inner-core KDO residues. During life, humans as well as other vertebrates, are often exposed to LPS, for instance by enterobacteria. While growing, enterobacteria releases small amounts of endotoxins. Predominant part of the endotoxins stay on the cell wall until the bacterium disintegrates. Endotoxins are heat stable, so even boiling the infected material for 30 minutes will not denature it. Watery diarrhea is caused by released LPS that interacts with the digestive track intestine. Cells and tissue can be destroyed by the LPS resulting in inflammation. Furthermore, LPS is a causal factor of NEC (necrotizing enterocolitis), a disorder found mostly in newborn infants. If LPS gains entry to the bloodstream, it can bind the host cells, such as macrophages. LPS responses are complicated and involve complexes of LPS-binding protein (LBP), soluble and/or membrane bound CD14 and Toll like receptor 4 ( TLR4). LBP is a serum protein that catalyzes LPS recognition by CD14. Recognition of LPS triggers a cascade of adverse systemic responses and organ failure (septic shock). | Monoclonal antibodies | 1 ml (100 μg/ml) 0.2 μm filtered protein G purified antibody solution in PBS, containing 0.1% bovine serum albumin. The endotoxin concentration is < 24 EU/mg, determined with HIT302 LAL Assay. | Dilutions to be used depend on detection system applied. It is recommended that users test the reagent and determine their own optimal dilutions. The typical starting working dilution is 1:50. | 10E8 heat-killed bacteria | Mouse IgG2a | N/A | 1. Di Padova, FE et al; Identification of widely cross-reactive and cross-protective anti-LPS core monoclonal antibodies (Mabs). Infect Immun 1993, 61:3863 2. Bahrami, S et al; Monoclonal antibody to endotoxin attenuates hemorrhage-induced lung injury and mortality in rats. Crit Care Med 1997, 25: 1030 3. Pollack, M et al; Dual effects of lipopolysaccharide (LPS) antibodies on cellular uptake of LPS and LPS-induced proinflammatory functions. J Immunol 1997, 151: 3519 4. Müller-Loennies, S et al; Identification of a cross-reactive epitope widely present in lipopolysaccharide from enterobacteria and recognized by the cross protective monoclonal antibody WN1 222-5. J Biol Chem 2003, 278: 25618 5. Tsuneyoshi, N et al; The functional and structural properties of MD-2 required for lipopolysaccharide binding are absent in MD-1. J Immunol 2005, 174: 340 6. Estes, J et al; Damaged intestinal epithelial integrity linked to microbial translocation in pathogenic simian immunodeficiency virus infections. PLOS pathogens 2010, 6: e1001052 7. Wang, A et al; Anti-LPS Test Strip for the Detection of Food Contaminated with Salmonella and E. coli. Microbial Biochem Technol 2011, 3:2 8. Barclay, G et al; Monoclonal Antibodies to Endotoxin Core Segregate into Families of Specificity and Cross-Reactivity to Lipopolysaccharides in ELISA by Correlation Cluster Analysis. 9. Cosgrove, C et al; Early and nonreversible decrease of CD161++/MAIT cells in HIV infection. Blood 2013, 121: 951 10. Ruan, X et al. In Vitro O-Antigen Ligase Assay. Methods Mol Biol 2013, 1022: 185 11. Belcher, J et a; Heme triggers TLR4 signaling leading to endothelial cell activation and vaso-occlusion in murine sickle cell disease. Blood 2014, 123: 377 | Product should be stored at 4 °C. Under recommended storage conditions, product is stable for at least one year. The exact expiry date is indicated on the label | For research use only. Not for use in or on humans or animals or for diagnostics. It is the responsibility of the user to comply with all local/state and federal rules in the use of this product. Hycult Biotech is not responsible for any patent infringements that might result from the use or derivation of this product. | W: A non-reduced sample treatment and SDS-PAGE was used (Ref. 1 and 5). IHC-P: Antigen retrieval was performed by heating sections in 1x DIVA Decloaker reagent. As positive control gut or lymph node of SIV-infected rhesus macaques was used and as negative control gut or lymph node of non-SIV-infected rhesus macaques (Ref.6). | LPS core
https://www.hycultbiotech.com/products/types/hm6008 | Shigatoxin 2, mAb 11E10 | 100 µg | Functional studies, Immuno assays, Western blot |  | The monoclonal antibody 11E10 recognizes the 2A subunit of Shiga-like toxin 2. Shiga-like toxins (SLTs), are also called Verotoxins. Enterohemorrhagic Escherichia coli (EHEC) strains which are primarily of serotypes 0157:H7, 026:H11, and O111:H8 have been incriminated as etiologic agents of hemorrhagic colitis and Hemolytic-uremic syndrome, a generalized disease characterized by acute renal failure, thrombocytopenia, and microangiopathic hemolytic anemia. There are several distinct E.coli SLTs. SLT-I and SLT-II are produced by EHEC. SLT-I and Shiga toxin share;99% deduced amino acid sequence homology, whereas SLT-I and SLT-II share about 60% deduced amino acid sequence homology. SLT-I and SLT-II are antigenically distinct. Antibodies to SLT-II can also neutralize a variant of SLT-II (designated SLT-Iiv) produced by strains of E.coli that cause edema. SLT-IIv is cytotoxic for Vero but not HeLa cells, distinguishing it from SLT-II. The protein structure of the toxin consists of two domains: the A polypeptide that inhibits protein synthesis by targeting ribosomes, and the B polypeptide pentamer that binds to the eukaryotic cell receptor globotriaosylceramide (Gb3) leading to receptor-mediated endocytosis. | Monoclonal antibodies | 1 ml (100 µg/ml) 0.2 µm filtered antibody solution in PBS, containing 0.1% bovine serum albumin. | For Western blotting dilutions to be used depend on detection system applied. It is recommended that users test the reagent and determine their own optimal dilutions. The typical starting working dilution is 1:10. For inhibition of biological activity in vitro dilutions have to be made according to the amounts of toxin to be inactivated. |  | Mouse IgG1 | N/A | 1. Perera, L et al; Isolation and characterization of monoclonal antibodies to Shiga-like toxin II of enterohemorrhagic Escherichia coli and use of the monoclonal antibodies in a colony enzyme-linked immunosorbent assay. J Clin Microbiol 1988, 26: 2127 2. Smith, M et al; Development of a hybrid Shiga holotoxoid vaccine to elict heterologous protection against Shiga toxins types 1 and 2. Vaccine 2006, 24: 4122 3. Smith, M et al; The 13C3 monoclonal antibody that neutralizes Shiga toxin type 1 (Stx1) recognizes three regions on the Stx1 subunit and prevents Stx1 from binding to its eukaryotic receptor globotriaosylceramide. Infect Immun 2006, 74: 6992 | Product should be stored at 4 °C. Under recommended storage conditions, product is stable for one year. | For research use only. Not for use in or on humans or animals or for diagnostics. It is the responsibility of the user to comply with all local/state and Federal rules in the use of this product. Hycult Biotech is not responsible for any patent infringements that might result with the use of or derivation of this product.
https://www.hycultbiotech.com/products/types/hm6007 | Shigatoxin 1, mAb 13C4 | 100 µg | Functional studies, Immuno assays, Western blot |  | The monoclonal antibody 13C4 recognizes the 1B subunit of Shiga-like toxin 1. Shiga-like toxins (SLTs), are also called Verotoxins. Enterohemorrhagic Escherichia coli (EHEC) strains which are primarily of serotypes 0157:H7, 026:H11 and O111:H8 have been incriminated as etiologic agents of hemorrhagic colitis and Hemolytic-uremic syndrome, a generalized disease characterized by acute renal failure, thrombocytopenia, and microangiopathic hemolytic anemia. There are several distinct E.coli SLTs. SLT-I and SLT-II are produced by EHEC. SLT-I and Shiga toxin share;99% deduced amino acid sequence homology, whereas SLT-I and SLT-II share about 60% deduced amino acid sequence homology. SLT-I and SLT-II are antigenically distinct. The protein structure of the toxin consists of two domains: the A polypeptide that inhibits protein synthesis by targeting ribosomes, and the B polypeptide pentamer that binds to the eukaryotic cell receptor globotriaosylceramide (Gb3) leading to receptor-mediated endocytosis. | Monoclonal antibodies | 1 ml (100 µg/ml) 0.2 µm filtered antibody solution in PBS, containing 0.1% bovine serum albumin. | For Western blotting dilutions to be used depend on detection system applied. It is recommended that users test the reagent and determine their own optimal dilutions. The typical starting working dilution is 1:10. For inhibition of biological activity in vitro dilutions have to be made according to the amounts of toxin to be inactivated. |  | Mouse IgG1 | N/A | 1. Strockbine, N et al; Characterization of monoclonal antibodies against Shiga-like toxin from Escherichia coli. Infect Immun 1985, 50: 695 2. Smith, M et al; Development of a hybrid Shiga holotoxoid vaccine to elict heterologous protection against Shiga toxins types 1 and 2. Vaccine 2006, 24: 4122 3. Smith, M et al; The 13C3 monoclonal antibody that neutralizes Shiga toxin type 1 (Stx1) recognizes three regions on the Stx1 subunit and prevents Stx1 from binding to its eukaryotic receptor globotriaosylceramide. Infect Immun 2006, 74: 6992 | Product should be stored at 4 °C. Under recommended storage conditions, product is stable for one year. | For research use only. Not for use in or on humans or animals or for diagnostics. It is the responsibility of the user to comply with all local/state and Federal rules in the use of this product. Hycult Biotech is not responsible for any patent infringements that might result with the use of or derivation of this product.
https://www.hycultbiotech.com/products/types/hm6006 | CNF1/CNF2, mAb JC4 | 100 µg | Functional studies, Immuno assays, Western blot |  | The monoclonal antibody JC4 is specific for Cytotoxic necrotizing factor type 1 and the highly related Cytotoxic necrotizing factor type 2 (CNF1 and CNF2) of uropathogenic Escherichia coli. CNF1 and 2 belong to a family of bacterial toxins that target the small GTP-binding Rho proteins that regulate the actin cytoskeleton. Members of this toxin family typically inactivate Rho; however, CNF1 and the CNF2 activate Rho by deamidation. CNF1 is more frequently associated with E.coli strains that cause extraintestitinal infections in humans, particularly those of the urinary tract (such as cystitis, pyelonephritis and prostatitis). In CNF1-producing uropathogenic E. coli strains, CNF1 is chromosomally encoded and typically resides on a pathogenicity island that also contains hemolysin and P fimbria- related genes. Both CNF1 and the highly related, plasmid-encoded CNF2 are monomeric, cytoplasmic toxins of approximately 115 kDa. CNF1 can be structurally organized into three functional domains the N-terminal binding domain, central and the C-terminal domain. The latter exhibits the catalytic activity of the toxin. Monoclonal antibody JC4 recognizes an epitope between amino acids 169 to 191 of the N-terminal binding domain. JC4 neutralizes only CNF1. | Monoclonal antibodies | 1 ml (100 µg/ml) 0.2 µm filtered antibody solution in PBS, containing 0.1% bovine serum albumin. | For Western blotting dilutions to be used depend on detection system applied. It is recommended that users test the reagent and determine their own optimal dilutions. The typical starting working dilution is 1:10. For inhibition of biological activity in vitro dilutions have to be made according to the amounts of CNF1 or CNF2 to be inactivated. |  | Mouse IgG2a | N/A | 1. Meysick, K et al; Epitope mapping of monoclonal antibodies capable of neutralizing cytotoxic necrotizing factor type 1 of uropathogenic Escherichia coli. Infect Immun 2001, 69: 2066 2. McNichol, B et al; Two domains of cytotoxic necrotizing factor type 1 bind the cellular receptor, laminin receptor precursor protein. Infect Immun 2007, 75: 5095 | Product should be stored at 4 °C. Under recommended storage conditions, product is stable for one year. | For research use only. Not for use in or on humans or animals or for diagnostics. It is the responsibility of the user to comply with all local/state and Federal rules in the use of this product. Hycult Biotech is not responsible for any patent infringements that might result with the use of or derivation of this product.
https://www.hycultbiotech.com/products/types/hm6005 | CNF1, mAb NG8 | 100 µg | Functional studies, Immuno assays, Western blot |  | The monoclonal antibody NG8 is specific for Cytotoxic necrotizing factor type 1 (CNF1) of uropathogenic Escherichia coli. CNF1 and CNF2 belong to a family of bacterial toxins that target the small GTP-binding Rho proteins that regulate the actin cytoskeleton. Members of this toxin family typically inactivate Rho; however, CNF1 and the highly related CNF2 activate Rho by deamidation. CNF1 is more frequently associated with E.coli strains that cause extraintestitinal infections in humans, particularly those of the urinary tract (such as cystitis, pyelonephritis and prostatitis). In CNF1-producing uropathogenic E. coli strains, CNF1 is chromosomally encoded and typically resides on a pathogenicity island that also contains hemolysin and P fimbria- related genes. Both CNF1 and the highly related, plasmid-encoded CNF2 are monomeric, cytoplasmic toxins of approximately 115 kDa. CNF1 can be structurally organized into three functional domains the N-terminal, central and the C-terminal domain. The latter exhibits the catalytic activity of the toxin. Monoclonal antibody NG8 recognizes an epitope between amino acids 704 and 730 of the C-terminal enzymatic domain. NG8 specifically neutralizes CNF1 while lacking activity for CNF2. | Monoclonal antibodies | 1 ml (100 µg/ml) 0.2 µm filtered antibody solution in PBS, containing 0.1% bovine serum albumin. | For Western blotting dilutions to be used depend on detection system applied. It is recommended that users test the reagent and determine their own optimal dilutions. The typical starting working dilution is 1:10. For inhibition of biological activity in vitro dilutions have to be made according to the amounts of CNF1 to be inactivated. |  | Mouse IgG2a | N/A | 1. Meysick, K et al; Epitope mapping of monoclonal antibodies capable of neutralizing cytotoxic necrotizing factor type 1 of uropathogenic Escherichia coli. Infect Immun 2001, 69: 2066 2. McNichol, B et al; Two domains of cytotoxic necrotizing factor type 1 bind the cellular receptor, laminin receptor precursor protein. Infect Immun 2007, 75: 5095 | Product should be stored at 4 °C. Under recommended storage conditions, product is stable for one year. | For research use only. Not for use in or on humans or animals or for diagnostics. It is the responsibility of the user to comply with all local/state and Federal rules in the use of this product. Hycult Biotech is not responsible for any patent infringements that might result with the use of or derivation of this product.
https://www.hycultbiotech.com/products/types/hm6004-100ug | CHIPS, N-terminus, mAb JNC1 | 100 µg | Flow cytometry, Frozen sections, Functional studies, Immuno assays, Paraffin sections, Western blot |  | The bacterial pathogen Staphylococcus aureus is insensitive to antimicrobial host defense peptides such as defensins, protegrins, platelet microbicidal proteins and bacteriocins. Staphylococci have developed various resistance mechanisms including those specific for bacteriocins and several host defense peptides. A protein belonging to the resistance mechanism of Staphylococcus aureus is known as CHIPS (Chemotaxis Inhibiting Protein of Staphylococcus aureus). CHIPS is a protein produced by Staphylococcus aureus that inhibits chemotaxis of neutrophils by blocking the Formyl Peptide Receptor (FPR) and C5a Receptor on neutrophils. CHIPS and antibodies against CHIPS can be useful for various experimental infection models of Staphylococcus aureus. Furthermore these reagents can be of help in studies on the role of FPR and C5a in inflammatory processes. Monoclonal antibody JNC1 reacts with the N-terminus of CHIPS. | Monoclonal antibodies | 1 ml (100 µg/ml) 0.2 µm filtered antibody solution in PBS, containing 0.1% BSA. | For immunohistology, Western blot and flow cytometry dilutions to be used depend on detection system applied. It is recommended that users test the reagent and determine their own optimal dilutions. The typical starting working dilution is 1:10 for flow cytometry and 1:100 for Western blot and immunohistology. Before use in biological assays, the product must be filter sterilized and depending on the concentration to be used dialyzed against culture medium to remove the sodium azide added. Please inquire for availability of azide free solutions. |  | Mouse IgG1 | N/A |  | Product should be stored at 4 °C. Under recommended storage conditions, product is stable for one year. | For research use only. Not for use in or on humans or animals or for diagnostics. It is the responsibility of the user to comply with all local/state and Federal rules in the use of this product. Hycult Biotech is not responsible for any patent infringements that might result with the use of or derivation of this product.
https://www.hycultbiotech.com/products/types/hm6003-100ug | CHIPS, C-terminus, mAb JCC1 | 100 µg | Flow cytometry, Frozen sections, Functional studies, Immuno assays, Paraffin sections, Western blot |  | The bacterial pathogen Staphylococcus aureus is insensitive to antimicrobial host defense peptides such as defensins, protegrins, platelet microbicidal proteins and bacteriocins. Staphylococci have developed various resistance mechanisms including those specific for bacteriocins and several host defense peptides. A protein belonging to the resistance mechanism of Staphylococcus aureus is known as CHIPS (Chemotaxis Inhibiting Protein of Staphylococcus aureus). CHIPS is a protein produced by Staphylococcus aureus that inhibits chemotaxis of neutrophils by blocking the Formyl Peptide Receptor (FPR) and C5a Receptor on neutrophils. CHIPS and antibodies against CHIPS can be useful for various experimental infection models of Staphylococcus aureus. Furthermore these reagents can be of help in studies on the role of FPR and C5a in inflammatory processes. Monoclonal antibody JCC1 reacts with the C-terminus of CHIPS. | Monoclonal antibodies | 1 ml (100 µg/ml) 0.2 µm filtered antibody solution in PBS, containing 0.1% BSA. | For immunohistology, Western blot and flow cytometry dilutions to be used depend on detection system applied. It is recommended that users test the reagent and determine their own optimal dilutions. The typical starting working dilution is 1:10 for flow cytometry and 1:100 for Western blot and immunohistology. |  | Mouse IgG1 | N/A |  | Product should be stored at 4°C. Under recommended storage conditions, product is stable for one year. | For research use only. Not for use in or on humans or animals or for diagnostics. It is the responsibility of the user to comply with all local/state and Federal rules in the use of this product. Hycult Biotech is not responsible for any patent infringements that might result with the use of or derivation of this product.
https://www.hycultbiotech.com/products/types/hm4006bt-50ug | VCAM-1, Human, mAb 1G11B1, biotinylated | 50 µg | Flow cytometry, Frozen sections, Functional studies, Immuno assays |  | The monoclonal antibody 1G11B1 recognizes vascular cell adhesion molecule-1 (VCAM-1). VCAM-1 is a member of the immunoglobulin superfamily of adhesion molecules, which includes ICAMs, PECAM-s and MADCAM, and is involved in leukocyte-endothelial cell interactions. The immunoglobulin superfamily is a type I transmembrane protein characterized by extracellular immunoglobin domains, a transmembrane region and a cytoplasmic tail. They are essential for the development of the embryo and for immune and inflammatory responses. These transmembrane glycoproteins mediate cell interaction with, and adhesion to, other cells and the extracellular matrix. VCAM-1 contains six immunoglobulin domains of the H-type and interacts with VLA-4 expressed on leukocytes. Multiple adhesion molecules play a role in leukocyte recruitment. The process of migration of a leukocyte through the vascular endothelium consists of the following steps: leukocyte-endothelium interaction (first tethering and rolling and than adhesion) and transendothelial migration. VCAM-1 is almost not expressed under physiological conditions. However, under appropriate pro-inflammatory conditions where the endothelium is exposed to inflammatory cytokines such as tumour necrosis factor-α or IL-1b and becomes activated, VCAM-1 gene expression is rapid elevated by the vascular endothelium. There is also a soluble form of VCAM-1 which is angiogenic and chemotactic for endothelial cells. sVCAM-1 is up-regulated in several disease states (eg, myocardial infarction, type 2 diabetes mellitus, primary antiphospholipid syndrome, and rheumatoid arthritis). | Monoclonal antibodies | 0.5 ml (100 µg/ml) 0.2 µm filtered biotinylated antibody solution in PBS, containing 0.02% sodium azide and 0.1% bovine serum albumin. | For immunohistochemistry, dilutions to be used depend on detection system applied. It is recommended that users test the reagent and determine their own optimal dilutions. The typical starting working dilution is 1:50. | Full length protein | Mouse IgG1 | Human | 1. Thornhill, M et al; Tumor necrosis factor combines with IL-4 or IFN-gamma to selectively enhance endothelial cells adhesiveness for T cells. The contribution of vascular cell adhesion molecule-1-dependent and -independent binding mechanisms. J Immunology 1991, 146: 592 2. Van der Vieren, M. et al; The Leukocyte Integrin alpha4beta2- binds VCAM-1: Evidence for a binding interface between I domain and VCAM-1. J Immunol 1999, 163:1984 3. Dienst, A et al; Specific occlusion of murine and human tumor vasculature by VCAM-1-Targeted recombinant fusion protein. J Natl Cancer Inst 2005, 97 :733 4. Wijbrandt, C et al; The clinical response to infliximab in rheumatoid arthritis is in part dependent on pretreatment tumour necrosis factor ; expression in the synovium. Ann Rheum Dis 2008, 67:1139 5. Roussel, L et al; IL-17 Promotes p38 MAPK-dependent endothelial activation enhancing- neutrophil recruitment to sites of inflammation. J immunol. 2010, 184:4531 | Product should be stored at 4 °C. Under recommended storage conditions, product is stable for at least one year. The exact expiry date is indicated on the label. | For research use only. Not for use in or on humans or animals or for diagnostics. It is the responsibility of the user to comply with all local/state and federal rules in the use of this product. Hycult Biotech is not responsible for any patent infringements that might result from the use or derivation of this product. | F: Cryostatic sections were fixed in acetone, and incubated with mAb at 10 µg/ml in PBS/0.1% tween20 FC: 1 µg mAb per 1x105 cells FS: Stimulated EC were preincubated for 30' at 37 °C with mAb and than used in adhesion assay with T-cells IP: precleared EC lysates were immunoprecipitated with mAB and analyzed by 7.5% SDS-PAGE under reducing conditions | CD106, INCAM-100, L1CAM, MGC99561; DKFZp779G2333;
https://www.hycultbiotech.com/products/types/hm4006 | VCAM-1, Human, mAb 1G11B1 | 100 µg | Flow cytometry, Frozen sections, Functional studies, Immuno fluorescence, Immuno precipitation |  | The monoclonal antibody 1G11B1 recognizes vascular cell adhesion molecule-1 (VCAM-1). VCAM-1 is a member of the immunoglobulin superfamily of adhesion molecules, which includes ICAMs, PECAM-s and MADCAM, and is involved in leukocyte-endothelial cell interactions. The immunoglobulin superfamily is a type I transmembrane protein characterized by extracellular immunoglobin domains, a transmembrane region and a cytoplasmic tail. They are essential for the development of the embryo and for immune and inflammatory responses. These transmembrane glycoproteins mediate cell interaction with, and adhesion to, other cells and the extracellular matrix. VCAM-1 contains six immunoglobulin domains of the H-type and interacts with VLA-4 expressed on leukocytes. Multiple adhesion molecules play a role in leukocyte recruitment. The process of migration of a leukocyte through the vascular endothelium consists of the following steps: leukocyte-endothelium interaction (first tethering and rolling and than adhesion) and transendothelial migration. VCAM-1 is almost not expressed under physiological conditions. However, under appropriate pro-inflammatory conditions where the endothelium is exposed to inflammatory cytokines such as tumour necrosis factor-α or IL-1b and becomes activated, VCAM-1 gene expression is rapid elevated by the vascular endothelium. There is also a soluble form of VCAM-1 which is angiogenic and chemotactic for endothelial cells. sVCAM-1 is up-regulated in several disease states (eg, myocardial infarction, type 2 diabetes mellitus, primary antiphospholipid syndrome, and rheumatoid arthritis). | Monoclonal antibodies | 1 ml (100 µg/ml) 0.2 µm filtered antibody solution in PBS, containing 0.1% bovine serum albumin | For immunohistochemistry, dilutions to be used depend on detection system applied. It is recommended that users test the reagent and determine their own optimal dilutions. The typical starting working dilution is 1:50. | Full length protein | Mouse IgG1 | Human | 1. Thornhill, M et al; Tumor necrosis factor combines with IL-4 or IFN-gamma to selectively enhance endothelial cells adhesiveness for T cells. The contribution of vascular cell adhesion molecule-1-dependent and -independent binding mechanisms. J Immunology 1991, 146: 592 2. Van der Vieren, M. et al; The Leukocyte Integrin alpha4beta2- binds VCAM-1: Evidence for a binding interface between I domain and VCAM-1. J Immunol 1999, 163:1984 3. Dienst, A et al; Specific occlusion of murine and human tumor vasculature by VCAM-1-Targeted recombinant fusion protein. J Natl Cancer Inst 2005, 97 :733 4. Wijbrandt, C et al; The clinical response to infliximab in rheumatoid arthritis is in part dependent on pretreatment tumour necrosis factor ; expression in the synovium. Ann Rheum Dis 2008, 67:1139 5. Roussel, L et al; IL-17 Promotes p38 MAPK-dependent endothelial activation enhancing- neutrophil recruitment to sites of inflammation. J immunol. 2010, 184:4531 | Product should be stored at 4 °C. Under recommended storage conditions, product is stable for at least one year. The exact expiry date is indicated on the label. | For research use only. Not for use in or on humans or animals or for diagnostics. It is the responsibility of the user to comply with all local/state and federal rules in the use of this product. Hycult Biotech is not responsible for any patent infringements that might result from the use or derivation of this product. | F: Cryostatic sections were fixed in acetone, and incubated with mAb at 10 µg/ml in PBS/0.1% tween20 FC: 1 µg mAb per 1x105 cells FS: Stimulated EC were preincubated for 30' at 37 °C with mAb and than used in adhesion assay with T-cells IP: precleared EC lysates were immunoprecipitated with mAB and analyzed by 7.5% SDS-PAGE under reducing conditions | CD106, INCAM-100, L1CAM, MGC99561; DKFZp779G2333
https://www.hycultbiotech.com/products/types/hm4003 | E-selectin, Human, mAb ENA2 | 100 µg | Frozen sections, Functional studies, Immuno assays, Immuno fluorescence |  | ENA2 reacts with E-selectin CD62-E, previous designated the Endothelial Leucocyte Adhesion Molecule-1 (ELAM-1). The antibody reacts with human endothelial cells activated with TNF-alpha, IL-1 or endotoxin. The antibody was found to react also with cells transfected with the E-selectin gene. The antibody inhibits the adhesion of granulocytes both neutrophilic and eosinophilic. | Monoclonal antibodies | 1 ml (100 μg/ml) 0.2 μm filtered antibody solution in PBS, containing 0.1% bovine serum albumin. | For immunohistochemistry, dilutions to be used depend on detection system applied. It is recommended that users test the reagent and determine their own optimal dilutions. The typical starting working dilution is 1:50. For functional studies, in vitro dilutions have to be optimized in user’s experimental setting. |  | Mouse IgG1 | Human | 1. Leeuwenberg, JFM et al; Induction of an activation antigen on human endothelial cells in vitro. Eur J Immunol 1989, 19: 715 2. Leeuwenberg, JFM et al; Adhesion of polymorphonuclear cells to human endothelial cells. Adhesionmolecule dependent, and Fc-receptor-mediated adhesion-molecule-independent mechanisms. Clin and Exp Immunol 1990, 81: 496 3. Leeuwenberg, JFM et al; Functional polymorphism of IgG FcRII (CD32) on human neutrophils. Immunology 1990, 71: 301 4. Leeuwenberg, JFM et al; Interferon-gamma regulates the expression of an adhesion molecule ELAM-1 and IL-6 production by human endothelial cells in vitro. J Immunology 1990, 145: 2110 | Product should be stored at 4 °C. Under recommended storage conditions, product is stable for one year. | For research use only. Not for use in or on humans or animals or for diagnostics. It is the responsibility of the user to comply with all local/state and Federal rules in the use of this product. Hycult Biotech is not responsible for any patent infringements that might result with the use of or derivation of this product. | FS: the antibody can be used for adhesion inhibition studies for which the antibody is most efficient and prevents adhesion of leucocytes via Fc receptors. (Ref.3) IF: In vitro cultured cells can be fixed with 1% paraformaldehyde and kept in PBS plus azide before staining. Tissue sections are advised to be fixed for 10 min in pure acetone and followed by incubation for 10 min in chloroform. Incubation with a pretested dilution of the antibody is advised to be followed by a biotin conjugated anti-murine Ig and a further incubation with an enzyme (alkaline phosphatase) conjugated streptavidin. For selection of the most useful dilution in a given situation a test staining with cells or tissue known to express the antigen should be performed. To this end either cultured endothelial cells or a small fresh skin biopsy can be incubated for 4 hours with TNF-alpha (1 ng/ml), IL-1 (100 U/ml) or LPS (1 μg/ml) in tissue culture medium at 37°C. As negative control it is advised to use a control murine IgG1 antibody.
https://www.hycultbiotech.com/products/types/hm4001-500ug | E-selectin, Human, mAb ENA1 | 0.5 mg | Frozen sections, Functional studies, Immuno assays, Immuno precipitation |  | ENA1 reacts with E-selectin CD62-E, previous designated the Endothelial Leucocyte Adhesion Molecule-1 (ELAM-1). The antibody reacts with human endothelial cells activated with TNF-alpha, IL-1 or endotoxin. The antibody was found to react also with cells transfected with the E-selectin gene. The antibody inhibits the adhesion of granulocytes both neutrophilic and eosinophilic. | Monoclonal antibodies | 0.5 mg of 0.2 μm filtered protein G purified antibody solution in PBS with a concentration of at least 0.5 mg/ml. | For immunohistology dilutions to be used depend on detection system applied. It is recommended that users test the reagent and determine their own optimal dilutions. The typical starting working dilution is 1:10. In vitro cultured cells can be fixed with 1% paraformaldehyde and kept in PBS plus azide before staining. Tissue sections are advised to be fixed for 10 min in pure acetone and followed by incubation for 10 min in chloroform. Incubation with a pretested dilution of the antibody is advised to be followed by a biotin conjugated anti-murine Ig and a further incubation with an enzyme (alkaline phosphatase) conjugated streptavidin. For selection of the most useful dilution in a given situation a test staining with cells or tissue known to express the antigen should be performed. To this end either cultured endothelial cells or a small fresh skin biopsy can be incubated for 4 hours with TNF-alpha (1 ng/ml), IL-1 (100 U/ml) or LPS (1 µg/ml) in tissue culture medium at 37 °C. As negative control it is advised to use a control murine IgGantibody. |  | Mouse IgG1 | Human | 1. Leeuwenberg, JFM et al; Induction of an activation antigen on human endothelial cells in vitro. Eur J Immunol 1989, 19: 715 2. Leeuwenberg, JFM et al; Adhesion of polymorphonuclear cells to human endothelial cells. Adhesionmolecule dependent, and Fc-receptor-mediated adhesion-molecule-independent mechanisms. Clin and Exp Immunol 1990, 81: 496 3. Leeuwenberg, JFM et al; Functional polymorphism of IgG FcRII (CD32) on human neutrophils. Immunology 1990, 71: 301 4. Leeuwenberg, JFM et al; Interferon-gamma regulates the expression of an adhesion molecule ELAM-1 and IL-6 production by human endothelial cells in vitro. J Immunology 1990, 145: 2110 | Product should be stored at 4 °C. Under recommended storage conditions, product is stable for one year. | For research use only. Not for use in or on humans or animals or for diagnostics. It is the responsibility of the user to comply with all local/state and Federal rules in the use of this product. Hycult Biotech is not responsible for any patent infringements that might result with the use of or derivation of this product.
https://www.hycultbiotech.com/products/types/hm4001 | E-selectin, Human, mAb ENA1 | 100 µg | Frozen sections, Functional studies, Immuno assays, Immuno precipitation |  | ENA1 reacts with E-selectin CD62-E, previous designated the Endothelial Leucocyte Adhesion Molecule-1 (ELAM-1). The antibody reacts with human endothelial cells activated with TNF-alpha, IL-1 or endotoxin. The antibody was found to react also with cells transfected with the E-selectin gene. The antibody inhibits the adhesion of granulocytes both neutrophilic and eosinophilic. | Monoclonal antibodies | 1 ml (100 µg/ml) 0.2 µm filtered antibody solution in PBS, containing 0.02% sodium azide and 0.1% bovine serum albumin. | For immunohistology dilutions to be used depend on detection system applied. It is recommended that users test the reagent and determine their own optimal dilutions. The typical starting working dilution is 1:10. In vitro cultured cells can be fixed with 1% paraformaldehyde and kept in PBS plus azide before staining. Tissue sections are advised to be fixed for 10 min in pure acetone and followed by incubation for 10 min in chloroform. Incubation with a pretested dilution of the antibody is advised to be followed by a biotin conjugated anti-murine Ig and a further incubation with an enzyme (alkaline phosphatase) conjugated streptavidin. For selection of the most useful dilution in a given situation a test staining with cells or tissue known to express the antigen should be performed. To this end either cultured endothelial cells or a small fresh skin biopsy can be incubated for 4 hours with TNF-alpha (1 ng/ml), IL-1 (100 U/ml) or LPS (1 µg/ml) in tissue culture medium at 37 °C. As negative control it is advised to use a control murine IgGantibody. |  | Mouse IgG1 | Human | 1. Leeuwenberg, JFM et al; Induction of an activation antigen on human endothelial cells in vitro. Eur J Immunol 1989, 19: 715 2. Leeuwenberg, JFM et al; Adhesion of polymorphonuclear cells to human endothelial cells. Adhesionmolecule dependent, and Fc-receptor-mediated adhesion-molecule-independent mechanisms. Clin and Exp Immunol 1990, 81: 496 3. Leeuwenberg, JFM et al; Functional polymorphism of IgG FcRII (CD32) on human neutrophils. Immunology 1990, 71: 301 4. Leeuwenberg, JFM et al; Interferon-gamma regulates the expression of an adhesion molecule ELAM-1 and IL-6 production by human endothelial cells in vitro. J Immunology 1990, 145: 2110 | Product should be stored at 4 °C. Under recommended storage conditions, product is stable for one year. | For research use only. Not for use in or on humans or animals or for diagnostics. It is the responsibility of the user to comply with all local/state and Federal rules in the use of this product. Hycult Biotech is not responsible for any patent infringements that might result with the use of or derivation of this product.
https://www.hycultbiotech.com/products/types/hm3037 | CD59 Glycoprotein, Rat, mAb TH9 | 100 µg | Flow cytometry, Frozen sections, Functional studies, Western blot |  | The monoclonal antibody TH9 recognizes rat CD59. Rat CD59 was previously known as rat inhibitory protein (RIP) and it is a potent inhibitor of the complement membrane attack complex (MAC) action. CD59 regulates the formation and function of the lytic C5b-9 complex by binding C8 and preventing the unfolding and membrane insertion of C9 and by binding C9 and restricting its polymerization.CD59 is a small (18 - 25 kDa) molecule, linked to the cell membrane through a glycosyl phosphatidylinositol (GPI) anchor and comprising 77 amino acids with a single N-linked carbohydrate group at Asn-18. Analogues of CD59 can be found in all species with similar structures and sizes. In rat, CD59 is expressed on vacular endothelium and circulating cells. In the central nervous system (CNS) of the rat, CD59 is expressed on the Schwann sheath of peripheral nerve fibres and on ependymal cells, but not on glial cells and neurons in the CNS. Rat astrocytes in vitro express CD59 on its surface. CD59 may be involved in rheumatoid arthritis, motor nerve injury in the Guillain-Barré sydrome and in other diseases where defective inhibition of complement activation on self tissue is involved. Furthermore, CD59 may play an important part in abrogating the effects of complement attack in renal disease. Its presence and protective effect have already been demonstrated on human renal cells. | Monoclonal antibodies | 1 ml (100 µg/ml) 0.2 µm filtered antibody solution in PBS, containing 0.1% bovine serum albumin. | For immunohistology, flow cytometry and Western blotting, dilutions to be used depend on detection system applied. It is recommended that users test the reagent and determine their own optimal dilutions. The typical starting working dilution is 1:50. For functional studies, in vitro dilutions have to be optimized in user's experimental setting. | Partially purified (FPLC) rat CD59 prep (RIP) | Mouse IgG1 | Rat | 1. Hughes, T et al; Isolation and characterization of a membrane protein from rat erythrocytes which inhibits lysis by the membrane attack complex of rat complement. Biochem J 1992, 284: 169 2. Hughes, T et al; Immunolocalization and characterization of the rat analogue of human CD59 in kidney and glomerular cells. Immunology. 1993, 80: 439 3. Rogers, C et al; Expression and function of membrane regulators of complement on rat astrocytes in culture. Immunology 1996, 88: 153 | Product should be stored at 4 °C. Under recommended storage conditions, product is stable for one year. | For research use only. Not for use in or on humans or animals or for diagnostics. It is the responsibility of the user to comply with all local/state and federal rules in the use of this product. Hycult Biotech is not responsible for any patent infringements that might result from the use or derivation of this product. |  | Membrane attack complex inhibition factor, MACIF, MAC-inhibitory protein, Protectin, CD59
https://www.hycultbiotech.com/products/types/hm3036 | DAF, Rat, mAb RDII-24 | 100 µg | Flow cytometry, Frozen sections, Functional studies, Immuno assays, Western blot |  | The monoclonal antibody RDII-24 recognizes complement decay accelerating factor (DAF), also designated as CD55.. Cells express on their surface several proteins which protect against complement attack, namely C receptor I (CR1), decay accelerating factor (DAF), membrane cofactor protein (MCP) and CD59. CR1, DAF and MCP regulate the activation pathways of complement by either accelerating decay of the C3 and C5 convertase (CR1, DAF), or acting as cofactors for the serine protease factor I, which cleaves and irreversibly inactivates C3b (CR1, MCP). Rat DAF (CD55) is a 60 kDa transmembrane protein that binds C3b and C4b to inhibit formation and half-life of the C3 convertases. It belongs to the receptors of complement activation (RCA) family. DAF is broadly distributed among cells in contact with plasma complment proteins, including both haematopoietic and nonhaematopoietic cells. Although DAF does not have an essential role in controlling hemolysis of erythrocytes, it has an important role in regulation of the deposition of C3 on nucleated cells. Together with other complement regulators DAF protects self cells from autologous complement-mediated injury. DAF cooperates with CD46 in circumventing autologous C3 deposition, while CD59 inhibits the pathway at the critical end-point. | Monoclonal antibodies | 1 ml (100 µg/ml) 0.2 µm filtered antibody solution in PBS, containing 0.1% bovine serum albumin. | For immunohistology, flow cytometry and Western blotting, dilutions to be used depend on detection system applied. It is recommended that users test the reagent and determine their own optimal dilutions. The typical starting working dilution is 1:50. For functional studies, in vitro dilutions have to be optimized in user&rsquo;s experimental setting. | NIH-3T3 cells expressing GPI-anchored rat DAF | Mouse IgG1 | Rat | 1. Spiller, B et al; Efficient generation of monoclonal antibodies against surface-expressed proteins by hyperexpression in rodent cells. J Immunol Methods 1999, 224: 51 2. Spiller, B et al; Tissue distribution of the rat homologue of decay accelerating factor. Immunol 1999, 97: 374 3. Harris, C et al; Coupling complement regulators to immunoglobulin domains generates effective anti-complement reagents with extended half-life in vivo. Clin Exp Immunol 2002, 129: 198 | Product should be stored at 4 °C. Under recommended storage conditions, product is stable for one year. | For research use only. Not for use in or on humans or animals or for diagnostics. It is the responsibility of the user to comply with all local/state and federal rules in the use of this product. Hycult Biotech is not responsible for any patent infringements that might result from the use or derivation of this product. | W: non-reduced with a band size of 60-70kDa. As positive control CHO-rat DAF hyper-expressing cells were used. | DAF, CD55
https://www.hycultbiotech.com/products/types/hm3035 | DAF, Rat, mAb RDIII-7 | 100 µg | Flow cytometry, Frozen sections, Functional studies, Immuno fluorescence, Western blot |  | The monoclonal antibody RDIII-7 recognizes complement decay accelerating factor (DAF), also designated as CD55. RDIII-7 recognizes the common extracellular SCR region of CD55, detecting all isoforms of the protein. Cells express on their surface several proteins which protect against complement attack, namely C receptor I (CR1), decay accelerating factor (DAF), membrane cofactor protein (MCP) and CD59. CR1, DAF and MCP regulate the activation pathways of complement by either accelerating decay of the C3 and C5 convertase (CR1, DAF), or acting as cofactors for the serine protease factor I, which cleaves and irreversibly inactivates C3b (CR1, MCP). Rat DAF (CD55) is a 60 kDa transmembrane protein that binds C3b and C4b to inhibit formation and half-life of the C3 convertases. It belongs to the receptors of complement activation (RCA) family. DAF is broadly distributed among cells in contact with plasma complment proteins, including both haematopoietic and nonhaematopoietic cells. Although DAF does not have an essential role in controlling hemolysis of erythrocytes, it has an important role in regulation of the deposition of C3 on nucleated cells. Together with other complement regulators DAF protects self cells from autologous complement-mediated injury. DAF cooperates with CD46 in circumventing autologous C3 deposition, while CD59 inhibits the pathway at the critical end-point. | Monoclonal antibodies | 1 ml (100 µg/ml) 0.2 µm filtered antibody solution in PBS, containing 0.1% bovine serum albumin. | For immunohistology, flow cytometry and Western blotting, dilutions to be used depend on detection system applied. It is recommended that users test the reagent and determine their own optimal dilutions. The typical starting working dilution is 1:50. For functional studies, in vitro dilutions have to be optimized in user's experimental setting. | NIH-3T3 cells expressing GPI-anchored rat DAF | Mouse IgG1 | Rat | 1. Spiller, B et al; Efficient generation of monoclonal antibodies against surface-expressed proteins by hyperexpression in rodent cells. J Immunol Methods 1999, 224: 51 2. Harris, C et al; Human and rodent decay-accelerating factors (CD55) are not species restricted in their complement-inhibiting activities. Immunol 2000, 100: 462 3. Spiller, B et al; Tissue distribution of the rat homologue of decay accelerating factor. Immunol 1999, 97: 374 4. Mizuno, M et al;- Spermatogenic cells distal to the blood-testis barrier in rats lack C3 convertase regulators and may be at risk of complement-mediated injury. J Reprod Immunol 2006, 69: 23 5. Mizuno, M et al;.CD55 in rat male reproductive tissue: Differential expression in testis and expression of a unique truncated isoform on spermatozoa. Mol Immunol 2007, 44: 1613 6. Harris, C et al; Coupling complement regulators to immunoglobulin domains generates effective anti-complement reagents with extended half-life in vivo. Clin Exp Immunol 2002, 129: 198 | Product should be stored at 4 °C. Under recommended storage conditions, product is stable for one year. | For research use only. Not for use in or on humans or animals or for diagnostics. It is the responsibility of the user to comply with all local/state and federal rules in the use of this product. Hycult Biotech is not responsible for any patent infringements that might result from the use or derivation of this product. | W: non-reduced with a band size of 60-70kDa. As positive control CHO-rat DAF hyper-expressing cells were used. FS: RDIII-7 antibody completely blocked the protective effect of expressed rat DAF | DAF, CD55
https://www.hycultbiotech.com/products/types/hm3032f | Crry, Rat, mAb TLD-1C11, FITC | 100 µg | Flow cytometry, Frozen sections, Functional studies, Immuno assays, Immuno fluorescence, Western blot |  | The monoclonal antibody TLD-1C11 reacts with rat-complement regulator Crry. Complement comprises a system of soluble serum proteins that, upon activiation by antibody (classical pathway), sugars (lectin pathway), or bacterial and foreign surfaces (alternative pathway), directly causes cell damage. Complement is constantly activated at low levels in serum, requiring cells to be protect themselves from damage. In human, cells are protected from complement-mediated damage by expression of membrane-bound complement regulatory proteins, which act at serveral points along the cascade. Human cells are protected by decay-accelerating factor (DAF, CD55), membrane cofactor protein (MCP, CD46) and membrane attack complex inhibitor protein 1 (MIN1, CD59). Furthermore the rat analogues of DAF, MCP and CD59 have been characterized. Rats and mice express a unique membrane complement regulator of the activating pathways, called complement receptor type-1 related gene Y (Crry). In rats there are two isoforms of Crry, with six or seven short consensus repeats (SCR), encoding 65-70 and 75-85 kDa proteins, respectively, which are both transmembrane anchored. Although Crry has the functional properties of both DAF and MCP, it does not replace them. All rat blood cells express Crry whereas approximately 37 and 39% of the rat T cells express respectively DAF and CD59. Studies in rat revealed that despite lacking DAF and CD59, these double-negative rat T cells were not more susceptible to homologous complement lysis than cells that expressed both DAF and CD59. However, blocking of the only other known rat complement regulator, Crry, enhanced lysis only at the double-negative cells. In rats, Crry exerts powerful control in the activation pathways where it acts both as a cofactor and as a decay accelerator to inactivate convertases. Crry has been succesfully expressed and refolded in bacteria. The refolded protein has full-complement regulatory activity in vitro, and has been applied in rat models of arthritis and other inflammatory diseases. The monoclonal antibody TLD-1C11 can be used to block autoimmune phenomena in rats. | Monoclonal antibodies | 1 ml (100 μg/ml) 0.2 μm filtered FITC conjugated antibody solution in PBS, containing 1% bovine serum albumin and 0.02% sodium azide. |  | rat microglial cells | Mouse IgG1 | Rat | 1. Flaris, N et al; Characterization of microglia and macrophages in the central nervous system of rats: definition of the differential expression of molecules using standard and novel monoclonal antibodies in normal CNS and in four models of parenchymal reaction. Glia 1993, 7: 34 2. McGrath, Y et al; Development of adenovirus vectors encoding rat complement regulators for use in therapy in rodent models of inflammatory diseases. J Immunol 1999, 163: 6834 3. Fraser, D et al; Bacterial expression and membrane targeting of the rat complement regulator Crry: a new model anticomplement therapeutic. Protein Sci 2002, 11: 2512 4. Hanna, S et al; Rat T cells express neither CD55 nor CD59 and are dependent on Crry for protection from homologous complement. Eur J Immunol 2002, 32: 502 | Product should be stored at 4 °C. Under recommended storage conditions, product is stable for one year. | For research use only. Not for use in or on humans or animals or for diagnostics. It is the responsibility of the user to comply with all local/state and federal rules in the use of this product. Hycult Biotech is not responsible for any patent infringements that might result from the use or derivation of this product. |  | p65, complement receptor type-1 related gene Y
https://www.hycultbiotech.com/products/types/hm3032 | Crry, Rat, mAb TLD-1C11 | 100 µg | Flow cytometry, Frozen sections, Functional studies, Immuno assays, Immuno fluorescence, Western blot |  | The monoclonal antibody TLD-1C11 reacts with rat-complement regulator Crry. Complement comprises a system of soluble serum proteins that, upon activiation by antibody (classical pathway), sugars (lectin pathway), or bacterial and foreign surfaces (alternative pathway), directly causes cell damage. Complement is constantly activated at low levels in serum, requiring cells to be protect themselves from damage. In human, cells are protected from complement-mediated damage by expression of membrane-bound complement regulatory proteins, which act at serveral points along the cascade. Human cells are protected by decay-accelerating factor (DAF, CD55), membrane cofactor protein (MCP, CD46) and membrane attack complex inhibitor protein 1 (MIN1, CD59). Furthermore the rat analogues of DAF, MCP and CD59 have been characterized. Rats and mice express a unique membrane complement regulator of the activating pathways, called complement receptor type-1 related gene Y (Crry). In rats there are two isoforms of Crry, with six or seven short consensus repeats (SCR), encoding 65-70 and 75-85 kDa proteins, respectively, which are both transmembrane anchored. Although Crry has the functional properties of both DAF and MCP, it does not replace them. All rat blood cells express Crry whereas approximately 37 and 39% of the rat T cells express respectively DAF and CD59. Studies in rat revealed that despite lacking DAF and CD59, these double-negative rat T cells were not more susceptible to homologous complement lysis than cells that expressed both DAF and CD59. However, blocking of the only other known rat complement regulator, Crry, enhanced lysis only at the double-negative cells. In rats, Crry exerts powerful control in the activation pathways where it acts both as a cofactor and as a decay accelerator to inactivate convertases. Crry has been succesfully expressed and refolded in bacteria. The refolded protein has full-complement regulatory activity in vitro, and has been applied in rat models of arthritis and other inflammatory diseases. The monoclonal antibody TLD-1C11 can be used to block autoimmune phenomena in rats. | Monoclonal antibodies | 1 ml (100 µg/ml) 0.2 µm filtered protein G purified antibody solution in PBS, containing 0.1% bovine serum albumin. |  | rat microglial cells | Mouse IgG1 | Rat | 1. Flaris, N et al; Characterization of microglia and macrophages in the central nervous system of rats: definition of the differential expression of molecules using standard and novel monoclonal antibodies in normal CNS and in four models of parenchymal reaction. Glia 1993, 7: 34 2. McGrath, Y et al; Development of adenovirus vectors encoding rat complement regulators for use in therapy in rodent models of inflammatory diseases. J Immunol 1999, 163: 6834 3. Fraser, D et al; Bacterial expression and membrane targeting of the rat complement regulator Crry: a new model anticomplement therapeutic. Protein Sci 2002, 11: 2512 4. Hanna, S et al; Rat T cells express neither CD55 nor CD59 and are dependent on Crry for protection from homologous complement. Eur J Immunol 2002, 32: 502 | Product should be stored at 4°C. Under recommended storage conditions, product is stable for at least one year. | For research use only. Not for use in or on humans or animals or for diagnostics. It is the responsibility of the user to comply with all local/state and federal rules in the use of this product. Hycult Biotech is not responsible for any patent infringements that might result from the use or derivation of this product. |  | p65, complement receptor type-1 related gene Y
https://www.hycultbiotech.com/products/types/hm3027 | SR-BI, Rat, mAb 3D12 | 100 µg | Flow cytometry, Frozen sections, Functional studies |  | Monoclonal antibody 3D12 reacts with rat class B scavenger receptor type I (SR-BI). Scavenger receptors have been studied primarily for their ability to bind and internalize modified lipoproteins. They have been found in the development of atherosclerosis and other macrophage-associated functions. Scavenger receptors also function as pattern recognition receptors for a wide variety of pathogens. This finding indicates a potential role in host defense. SR-BI belongs together with CD36 to the class B scavenger receptor family. SR-BI is a multiligand membrane protein existing in various organs such as the liver and various cell types such as endothelial cells, macrophages, brain cells, Leydig cells and Sertoli cells. SR-BI has been found as a receptor for phospholipids, free and (lipo)protein-bound ApoE, lipid-bound ApoA-I, HDL, hypochlorite-modified LDL and more. In liver, the PDZK-1 (and possible other PDZ domains) of SR-BI has been found to be essential for cell surface expression and, hence, reverse cholesterol transport. In the brain, the presence of SR-BI seems to be involved in the uptake of oxidatively modified lipoproteins and beta-amyloid protein complexed with ApoE, suggesting SR-BI to be an important tool for studies on neurodegenerative disorders. In the testis, SR-BI is expressed in two somatic cell types: Leydig cells and Sertoli cells. SR-BI functions at least partly as a phosphatidyl serine receptor (PSR), enabling Sertoli cells to recognize and phagocytose apoptotic spermatogenic cells at all stages of differentiation. Monoclonal antibody 3D12 blocks the biological activity of rat SR-BI. For example, it inhibits the ability of SR-BI to mediate the corporation of lipids of HDL by SR-BI expressing cells. | Monoclonal antibodies | 1 ml (100 µg/ml) 0.2 µm filtered antibody solution in PBS containing 0.1% bovine serum albumin. | For flow cytometry and immunohistology dilutions to be used depend on detection system applied. It is recommended that users test the reagent and determine their own optimal dilutions. The typical starting working dilution is 1:50. For neutralization of biological activity in vitro dilutions have to be made according to the amounts of SR-BI to be inactivated. |  | Mouse IgG1 | Rat | Nakagawa, A et al; Expression and function of class B scavenger receptor type I on both apical and basolateral sides of the plasma membrane of polarized testicular Sertoli cells of the rat. Develop Growth Differ 2004, 46: 283 | Product should be stored at 4 °C. Under recommended storage conditions, product is stable for one year. | For research use only. Not for use in or on humans or animals or for diagnostics. It is the responsibility of the user to comply with all local/state and Federal rules in the use of this product. Hycult Biotech is not responsible for any patent infringements that might result with the use of or derivation of this product.
https://www.hycultbiotech.com/products/types/hm2280 | DAF, Human, mAb 1C6 | 100 µg | Flow cytometry, Functional studies, Immuno assays, Western blot |  | The monoclonal antibody 1C6 recognizes human complement decay-accelerating factor (DAF), also designated as CD55. Cells express on their surface several proteins which protect against complement attack, namely complement receptor I (CR1), decay-accelerating factor (DAF), membrane cofactor protein (MCP) and CD59. CR1, DAF and MCP regulate the activation pathways of complement by either accelerating decay of the C3 and C5 convertase (CR1, DAF), or acting as cofactors for the serine protease factor I, which cleaves and irreversibly inactivates C3b (CR1, MCP). Human DAF (CD55) is a protein of 381 amino acids resulting in a ~ 60 kDa transmembrane protein that binds C3b and C4b to inhibit formation and half-life of the C3 convertases. It belongs to the receptors of complement activation (RCA) family. DAF is broadly distributed among cells in contact with plasma complment proteins, including both haematopoietic and non-haematopoietic cells. Although DAF does not have an essential role in controling hemolysis of erythrocytes, it has an important role in regulation of the deposition of C3 on nucleated cells. Together with other complement regulators DAF protects self cells from autologous complement-mediated injury. DAF cooperates with CD46 in circumventing autologous C3 deposition, while CD59 inhibits the pathway at the critical end-point. DAF is overexpressed in certain tumors thereby limiting the complement-dependent cytotoxiticy of therapeutic anticancer antibodies. Using DAF blocking antibodies targeted specifically at cancer cells in combination with immunotherapeutic monoclonal antibodies of cancer may improve the therapeutic effect in cancer patients. | Monoclonal antibodies | 1 ml (100 µg/ml) 0.2 µm filtered antibody solution in PBS, containing 0.1% bovine serum albumin. | For flow cytometry and Western blotting, dilutions to be used depend on detection system applied. It is recommended that users test the reagent and determine their own optimal dilutions. The typical starting working dilution is 1:50. For functional studies, in vitro dilutions have to be optimized in user's experimental setting.. | Purified DAF from pooled human erythrocyte stroma | Mouse IgG1 | Human | 1. Fujita, T et al; The mechanism of action of decay-accelerating factor (DAF). DAF inhibits the assembly of C3 convertases by dissociating C2a and Bb. J Exp Med 1987, 166: 1221. 2. Higuchi, M et al; Identification of the decay-accelerating factor CD55 as a peanut agglutinin-binding protein and its alteration in non-small cell lung cancers. Clin Cancer Res 2006, 12: 6367 3. Xu, H et al; Investigation of cynomolgus monkey complement. Transplantation Proceedings 2008, 40: 607 4. Okura, E et al; Differential human serum-mediated neutralization of PERV released from pig cells transfected with variants of hDAF. Xenoptransplantation 2008, 15: 365 | Product should be stored at 4 °C. Under recommended storage conditions, product is stable for at least one year. The exact expiry date is indicated on the label.- | For research use only. Not for use in or on humans or animals or for diagnostics. It is the responsibility of the user to comply with all local/state and federal rules in the use of this product. Hycult Biotech is not responsible for any patent infringements that might result from the use or derivation of this product. |  | CD55
https://www.hycultbiotech.com/products/types/hm2278 | Galectin-8, Human, mAb 106.1 | 100 µg | Flow cytometry, Functional studies, Immuno assays |  | Galectins are animal lectins that can specifically bind beta-galactosides. Thirteen galectins have already been described, belonging to three different groups: prototype, tandem-repeat and chimeric. Galectins are involved in cellular interactions and neoplastic transformations. Galectin-8, is a 34 kDa protein made of tandem-repeat carbohydrate recognition domains (CRDs), joined by a "link" peptide. Structurally, galectin-8 belongs to the tandem-repeat type galectins. The galectin-8 gene ( LGALS8) encodes numerous mRNAs by alternate splicing and the presence of three unusual polyadenylation signals. These mRNAs could encode for six isoforms of galectin-8, of which three belong to the tandem-repeat galectin group (with two carbohydrate binding domains) and the three others to the prototype group (one carbohydrate binding domain). Galectin-8, like other galectins, is a secreted protein. Upon secretion galectin-8 acts as a physiological modulator of cell adhesion. When immobilized, it functions as a matrix protein equipotent to fibronectin in promoting cell adhesion by ligation and clustering of a selective subset of cell surface integrin receptors. Although galectin-8 is a fairly abundant protein, it is not ubiquitously expressed. It shows a micro-clustering pattern reminiscent of that seen with proteins associated with mitochondria, the Golgi or trans-Golgi membranes. Studies of galectin-8 revealed that galectin-8 positively or negatively regulates cell adhesion, depending on the extracellular context. Cell adhesion to galectin-8 triggers integrin-mediated signalling cascades such as Tyr phosphorylation of FAK and paxillin. Galectin-8 is widely expressed in normal tissues (brain, breast, colon, retina, kidney, pancreas, placenta, spleen, testis, uterus, vascular, esophagus and heart) as well as in tumor tissues (brain, breast, colon, germ cells, head and neck, kidney, muscles, ovary, pancreas, thyroid, placenta, prostate, uterus, lung, stomach and esophagus). | Monoclonal antibodies | 1 ml (100 µg/ml) 0.2 µm filtered antibody solution in PBS, containing 0.1% bovine serum albumin. | For Flow cytometry and Functional Studies dilutions to be used depend on detection system applied. It is recommended that users test the reagent and determine their own optimal dilutions. The typical starting working dilution is 1:50. For functional studies, in vitro dilutions have to be optimized in user's experimental setting.- | recombinant rat Galectin-8 | Mouse IgG2a | Human | 1. Levy, Y et al; Galectin-8 functions as a matricellular modulator of cell adhesion. J Biol Chem 2001, 276: 31285. 2. Eshkar Sebban, L et al; The involvement of CD44 and its novel ligand Galectin-8 in apoptotic regulation of autoimmune inflammation. J Immunol 2007, 179: 1225. | Product should be stored at 4 °C. Under recommended storage conditions, product is stable for at least one year. The exact expiry date is indicated on the label- | For research use only. Not for use in or on humans or animals or for diagnostics. It is the responsibility of the user to comply with all local/state and federal rules in the use of this product. Hycult Biotech is not responsible for any patent infringements that might result from the use or derivation of this product. |  | Gal-8, PCTA1, PCTA-1, Po66-CBP, LGALS8
https://www.hycultbiotech.com/products/types/hm2276 | C6, Human, mAb WU 6-4 | 100 µg | Flow cytometry, Functional studies, Immuno assays, Immuno fluorescence, Immuno precipitation, Paraffin sections, Western blot |  | The monoclonal antibody WU 6-4 recognizes C6, one of the components of the terminal complement complex (TCC), also know as the membrane attack complex (MAC). Proteolytic cleavage of C5 by C5 convertase generates C5b which initiates assembly of the C5b-9 MAC. This complex is assembled from five precursor molecules in the serum, finalized with the polymerization of C9 which accompanies insertion of the complex into the cell membrane causing cellular lysis. Polymorphonuclear leukocytes represent a major source of C6. The monoclonal antibody WU 6-4 recognizes native C6 but not C6 after incorporation into the TCC. Furthermore, WU 6-4 is capable of inhibiting C5b6 and TCC formation in the fluid phase and to a lesser extent, haemolysis. Haemolytic activity could be inhibited only when WU 6-4 was introduced before C5b6 formation. | Monoclonal antibodies | 1 ml (100 µg/ml) 0.2 µm filtered antibody solution in PBS, containing 0.1% bovine serum albumin. | For immunohistology, flow cytometry and Western blotting, dilutions to be used depend on detection system applied. It is recommended that users test the reagent and determine their own optimal dilutions. The typical starting working dilution is 1:50. For functional studies, in vitro dilutions have to be optimized in user's experimental setting. | Human C6 | Mouse IgG1 | Human | 1. Würzner R et al; Inhibition of terminal complement complex formation and cell lysis by monoclonal antibodies. Complement and Inflammation 1991, 8: 328 2. Würzner R et al; Functionally active complement proteins C6 and C7 detected in C6- or C7- deficient individuals. Clin and Exp Immunol 1991, 83: 430 3. Würzner R et al; Blood dendritic cells carry terminal complement complexes on their cell surface as detected by new developed neoepitope-specific monoclonal antibodies. Immunology 1991, 174:32 4. Orren A et al; Properties of a low molecular weight complement component C6 found in human subjects with subtotal C6 deficiency. Immunol 1992, 75: 10 5. Würzner R et al; Importance of the third thrombospondin repeat of C6 for terminal complement complex assembly. Immunol 1995, 85: 214 6. Würzner R et al. (1995): Molecular basis of subtotal complement C6 deficiency: a carboxyterminally truncated but functionally active C6. J of Clin Invest 1995, 95: 1877 | Product should be stored at 4 °C. Under recommended storage conditions, product is stable for one year. | For research use only. Not for use in or on humans or animals or for diagnostics. It is the responsibility of the user to comply with all local/state and federal rules in the use of this product. Hycult Biotech is not responsible for any patent infringements that might result from the use or derivation of this product.
https://www.hycultbiotech.com/products/types/hm2252 | TREM-1, Human, mAb 6B1 | 100 µg | Flow cytometry, Functional studies, Immuno assays, Western blot |  | The monoclonal antibody 6B1 recognizes human triggering receptor expressed on myeloid cells 1 (TREM-1). TREM-1 is a transmembrane glycoprotein belonging to a family related to the natural killer cell receptors. TREM-1 is an important activating receptor, of 26 kDa, involved in the innate inflammatory response and in sepsis. TREM-1 is expressed at low levels in the early development of the hematopoietic system and in the promonoistic stage and at high levels on neutrophil granulocytes (PMN), monocytes, and macrophage subsets. The expression of TREM-1 is upregulated by microbial products, that is, by toll-like receptor ligands such as lipoteichoic acid (LTA) of Gram-positive or lipopolysaccharide (LPS) of Gram-negative bacteria. Ligation of TREM-1 is synergistic with TLR agonists on the activation of receptor bearing cells. Platelets express a natural ligand for TREM-1. Receptor ligation activates the full repertoire of effector functions. TREM-1 is also produced in a soluble form (sTREM-1) of 17 kDa which is released in humans after endotoxin exposition or in patients suffering from severe pneumonia or sepsis. sTREM-1 can be measured in biological fluids and may be useful as a diagnostic tool. The monoclonal antibody 6B1 recognizes both membrane bound and soluble TREM-1. Also, the monoclonal antibody 6B1 neutralizes the interaction between TREM-1 and its ligand. | Monoclonal antibodies | 1 ml (100 µg/ml) 0.2 µm filtered antibody solution in PBS, containing 0.1% bovine serum albumin. | For flow cytometry and Western blotting, dilutions to be used depend on detection system applied. It is recommended that users test the reagent and determine their own optimal dilutions. The typical starting working dilution is 1:50. For functional studies, in vitro dilutions have to be optimized in user's experimental setting. | Recombinant TREM-1 - IgGfusion protein. | Mouse IgG1 | Human | 1. Radsak, M et al; Soluble triggering receptor expressed on myeloid cells 1 is released in patients with stable chronic obstructive pulmonary disease. Clin Dev Immunol 2007, 2007: 52040 2. Haselmayer, P et al; TREM-1 ligand expression on platelets enhances neutrophil activation. Blood 2007, 110: 1029 | Product should be stored at 4 °C. Under recommended storage conditions, product is stable for one year. | For research use only. Not for use in or on humans or animals or for diagnostics. It is the responsibility of the user to comply with all local/state and federal rules in the use of this product. Hycult Biotech is not responsible for any patent infringements that might result from the use or derivation of this product. |  | TREM-1, triggering receptor expressed on myeloid cells 1, TREM1
https://www.hycultbiotech.com/products/types/hm2247 | TLR4, Human, mAb 3C3 | 100 µg | Flow cytometry, Functional studies |  | The monoclonal antibody 3C3 reacts with human Toll-like receptor 4 (TLR4, CD284). TLRs belong to a family of proteins that specifically recognize and sense microbial products. They are highly conserved throughout evolution. In Drosophila, toll is required for the anti-fungal response, while the related 18-wheeler is involved in antibacterial defences. TLRs identified as type I transmembrane signalling receptors act as innate immune recognition receptors against many pathogens. TLR4 is a functional receptor for gram-negative bacterial lipopolysaccharides (LPS). TLR4 associates with MD-2 which is absolutely required for LPS-induced activation of TLR4. TLR4 has been identified next to MD-2 and CD14 as a receptor that is central to the innate immune response to LPS of Gram-negative bacteria. The monoclonal antibody 3C3 is a TLR4 function-blocking antibody that is useful for studies on the role of TLR4 as a receptor for LPS induced cytokine production by TLR4 bearing cells. | Monoclonal antibodies | 1 ml (100 µg/ml) 0.2 µm filtered antibody solution in PBS, containing 0.1% bovine serum albumin. | For flow cytometry, dilutions to be used depend on detection system applied. It is recommended that users test the reagent and determine their own optimal dilutions. The typical starting working dilution is 1:50. For functional studies, in vitro dilutions have to be optimized in user's experimental setting. | CHO cells expressing chimeric human TLR4/MD-2 fusion protein | Mouse IgG1 | Human |  | Product should be stored at 4 °C. Under recommended storage conditions, product is stable for one year. | For research use only. Not for use in or on humans or animals or for diagnostics. It is the responsibility of the user to comply with all local/state and federal rules in the use of this product. Hycult Biotech is not responsible for any patent infringements that might result with the use or derivation of this product.
https://www.hycultbiotech.com/products/types/hm2246-500ug | TLR4/MD-2, Human, mAb 7E3 | 0.5 mg | Flow cytometry, Functional studies |  | The monoclonal antibody 7E3 reacts with the Toll-like receptor 4 (TLR4, CD284)/MD-2 complex. TLRs belong to a family of proteins that specifically recognizes and senses microbial products. They are highly conserved throughout evolution and act as innate immune recognition receptors against many pathogens. TLR4 is a functional receptor for gram-negative bacterial lipopolysaccharides (LPS). TLR4 associates with MD-2 which is absolutely required for LPS-induced activation of TLR4. MD-2 exists as a cell surface protein in association with TLR4. It also exists as secreted forms consisting of MD-2 monomers and multimers (sMD-2). Circulating sMD-2 is mainly present as a doublet of ~20 and 25 kD, representing differentially glycosylated forms. Unlike TLR4, sMD-2 binds directly LPS without the need of soluble CD14 (sCD14). However, LPS-MD-2 interactions are increased when LPS is pretreated with CD14. Only monomeric sMD-2 is biologically active and able to associate with TLR4 and LPS. sMD-2 circulates in plasma of healthy individuals as a non-active, polymeric protein. In septic plasma, the total amount of sMD-2 was strongly elevated and contained both sMD-2 polymers and monomers. Soluble MD-2 is proposed to be an important mediator of organ inflammation during sepsis. During experimental human endotoxemia, the monomeric and total sMD-2 content in plasma increased with the kinetics of an acute phase protein. This parallels enhanced TLR4 costimulatory activity. In vitro studies revealed that sMD-2 release appears to be restricted to endothelial and dendritic cells. The monoclonal antibody 7E3 reacts with the TLR4/MD-2 complex and is able to inhibit the biological activity of the TLR4/MD-2 complex. | Monoclonal antibodies | 0.5 mg 0.2 μm filtered protein G purified antibody solution in PBS with a concentration of at least 0.5 mg/ml. The endotoxin concentration is < 24 EU/mg, determined with HIT302 LAL Assay. | For flow cytometry, dilutions to be used depend on detection system applied. It is recommended that users test the reagent and determine their own optimal dilutions. The typical starting working dilution is 1:50. For functional studies dilutions have to be made according to the amounts of MD-2 to be inactivated. | TLR4/MD-2 expressing CHO cells/ chimeric TLR4/MD-2 fusion protein | Mouse IgG1 | Human |  | Product should be stored at 4 °C. Under recommended storage conditions, product is stable for one year. | For research use only. Not for use in or on humans or animals or for diagnostics. It is the responsibility of the user to comply with all local/state and Federal rules in the use of this product. Hycult Biotech is not responsible for any patent infringements that might result with the use or derivation of this product. |  | CD284 / Lymphocyte antigen 96, ESOP-1, LY96
https://www.hycultbiotech.com/products/types/hm2246 | TLR4/MD-2, Human, mAb 7E3 | 100 µg | Flow cytometry, Functional studies |  | The monoclonal antibody 7E3 reacts with the Toll-like receptor 4 (TLR4, CD284)/MD-2 complex. TLRs belong to a family of proteins that specifically recognizes and senses microbial products. They are highly conserved throughout evolution and act as innate immune recognition receptors against many pathogens. TLR4 is a functional receptor for gram-negative bacterial lipopolysaccharides (LPS). TLR4 associates with MD-2 which is absolutely required for LPS-induced activation of TLR4. MD-2 exists as a cell surface protein in association with TLR4. It also exists as secreted forms consisting of MD-2 monomers and multimers (sMD-2). Circulating sMD-2 is mainly present as a doublet of ~20 and 25 kD, representing differentially glycosylated forms. Unlike TLR4, sMD-2 binds directly LPS without the need of soluble CD14 (sCD14). However, LPS-MD-2 interactions are increased when LPS is pretreated with CD14. Only monomeric sMD-2 is biologically active and able to associate with TLR4 and LPS. sMD-2 circulates in plasma of healthy individuals as a non-active, polymeric protein. In septic plasma, the total amount of sMD-2 was strongly elevated and contained both sMD-2 polymers and monomers. Soluble MD-2 is proposed to be an important mediator of organ inflammation during sepsis. During experimental human endotoxemia, the monomeric and total sMD-2 content in plasma increased with the kinetics of an acute phase protein. This parallels enhanced TLR4 costimulatory activity. In vitro studies revealed that sMD-2 release appears to be restricted to endothelial and dendritic cells. The monoclonal antibody 7E3 reacts with the TLR4/MD-2 complex and is able to inhibit the biological activity of the TLR4/MD-2 complex. | Monoclonal antibodies | 1 ml (100 µg/ml) 0.2 µm filtered antibody solution in PBS, containing 0.1% bovine serum albumin. | For flow cytometry, dilutions to be used depend on detection system applied. It is recommended that users test the reagent and determine their own optimal dilutions. The typical starting working dilution is 1:50. For functional studies dilutions have to be made according to the amounts of MD-2 to be inactivated. | TLR4/MD-2 expressing CHO cells/ chimeric TLR4/MD-2 fusion protein | Mouse IgG1 | Human |  | Product should be stored at 4 °C. Under recommended storage conditions, product is stable for one year. | For research use only. Not for use in or on humans or animals or for diagnostics. It is the responsibility of the user to comply with all local/state and Federal rules in the use of this product. Hycult Biotech is not responsible for any patent infringements that might result with the use or derivation of this product. |  | CD284 / Lymphocyte antigen 96, ESOP-1, LY96
https://www.hycultbiotech.com/products/types/hm2245f | MD-2, Human, mAb 18H10, FITC | 100 µg | Flow cytometry, Functional studies |  | The monoclonal antibody 18H10 reacts with MD-2, an accessory molecule of the Toll-like receptor 4 (TLR4, CD284). TLRs belong to a family of proteins that specifically recognizes and senses microbial products. They are highly conserved throughout evolution and act as innate immune recognition receptors against many pathogens. TLR4 is a functional receptor for gram-negative bacterial lipopolysaccharides (LPS). TLR4 associates with MD-2 which is absolutely required for LPS-induced activation of TLR4. MD-2 exists as a cell surface protein in association with TLR4. It also exists as secreted forms consisting of MD-2 monomers and multimers (sMD-2). Circulating sMD-2 is mainly present as a doublet of ~20 and 25 kD, representing differentially glycosylated forms. Unlike TLR4, sMD-2 binds directly LPS without the need of soluble CD14 (sCD14). However, LPS-MD-2 interactions are increased when LPS is pretreated with CD14. Only monomeric sMD-2 is biologically active and able to associate with TLR4 and LPS. sMD-2 circulates in plasma of healthy individuals as a non-active, polymeric protein. In septic plasma, the total amount of sMD-2 was strongly elevated and contained both sMD-2 polymers and monomers. Soluble MD-2 is proposed to be an important mediator of organ inflammation during sepsis. During experimental human endotoxemia, the monomeric and total sMD-2 content in plasma increased with the kinetics of an acute phase protein. This parallels enhanced TLR4 costimulatory activity. In vitro studies revealed that sMD-2 release appears to be restricted to endothelial and dendritic cells. The monoclonal antibody 18H10 reacts with MD-2. However, it does not react with sMD-2. In addition, the monoclonal antibody 18H10 is able to inhibit bacterial binding to MD-2. | Monoclonal antibodies | 1 ml (100 µg/ml) 0.2 µm filtered FITC conjugated antibody solution in PBS, containing 1% bovine serum albumin and 0.02% sodium azide. | For flow cytometry dilutions to be used depend on detection system applied. It is recommended that users test the reagent and determine their own optimal dilutions. The typical starting working dilution is 1:50. | TLR4/MD-2 expressing CHO cells/ chimeric TLR4/MD-2 fusion protein | Mouse IgG2b | Human | 1. Pugin, J et al; Soluble MD-2 activity in plasma from patients with severe sepsis and septic shock. Blood 2004, 104: 4071 2. Daubeuf, B et al; TLR4/MD-2 monoclonal antibody therapy affords protection in experimental models of septic shock. J Immunol 2007, 179: 6107 3. Elson, G et al; Contribution of Toll-like receptors to the innate immune response to Gram-negative and Gram-positive bacteria. Blood 2007, 109: 1574 4. Tissieres, P et al; Soluble MD-2 is an acute phase protein and an opsonin for Gram-negative bacteria. Blood 2008, 111: 2122 | Product should be stored at 4 °C. Under recommended storage conditions, product is stable for one year. | For research use only. Not for use in or on humans or animals or for diagnostics. It is the responsibility of the user to comply with all local/state and Federal rules in the use of this product. Hycult Biotech is not responsible for any patent infringements that might result with the use or derivation of this product |  | Lymphocyte antigen 96, ESOP-1, LY96
https://www.hycultbiotech.com/products/types/hm2245 | MD-2, Human, mAb 18H10 | 100 µg | Flow cytometry, Functional studies |  | The monoclonal antibody 18H10 reacts with MD-2, an accessory molecule of the Toll-like receptor 4 (TLR4, CD284). TLRs belong to a family of proteins that specifically recognizes and senses microbial products. They are highly conserved throughout evolution and act as innate immune recognition receptors against many pathogens. TLR4 is a functional receptor for gram-negative bacterial lipopolysaccharides (LPS). TLR4 associates with MD-2 which is absolutely required for LPS-induced activation of TLR4. MD-2 exists as a cell surface protein in association with TLR4. It also exists as secreted forms consisting of MD-2 monomers and multimers (sMD-2). Circulating sMD-2 is mainly present as a doublet of ~20 and 25 kD, representing differentially glycosylated forms. Unlike TLR4, sMD-2 binds directly LPS without the need of soluble CD14 (sCD14). However, LPS-MD-2 interactions are increased when LPS is pretreated with CD14. Only monomeric sMD-2 is biologically active and able to associate with TLR4 and LPS. sMD-2 circulates in plasma of healthy individuals as a non-active, polymeric protein. In septic plasma, the total amount of sMD-2 was strongly elevated and contained both sMD-2 polymers and monomers. Soluble MD-2 is proposed to be an important mediator of organ inflammation during sepsis. During experimental human endotoxemia, the monomeric and total sMD-2 content in plasma increased with the kinetics of an acute phase protein. This parallels enhanced TLR4 costimulatory activity. In vitro studies revealed that sMD-2 release appears to be restricted to endothelial and dendritic cells. The monoclonal antibody 18H10 reacts with MD-2. However, it does not react with sMD-2. In addition, the monoclonal antibody 18H10 is able to inhibit bacterial binding to MD-2. | Monoclonal antibodies | 1 ml (100 µg/ml) 0.2 µm filtered antibody solution in PBS, containing 0.1% bovine serum albumin. | For flow cytometry, dilutions to be used depend on detection system applied. It is recommended that users test the reagent and determine their own optimal dilutions. The typical starting working dilution is 1:50. For functional studies, dilutions have to be made according to the amounts of MD-2 to be inactivated. | TLR4/MD-2 expressing CHO cells/ chimeric TLR4/MD-2 fusion protein | Mouse IgG2b | Human | 1. Pugin, J et al; Soluble MD-2 activity in plasma from patients with severe sepsis and septic shock. Blood 2004, 104: 4071 2. Daubeuf, B et al; TLR4/MD-2 monoclonal antibody therapy affords protection in experimental models of septic shock. J Immunol 2007, 179: 6107 3. Elson, G et al; Contribution of Toll-like receptors to the innate immune response to Gram-negative and Gram-positive bacteria. Blood 2007, 109: 1574 4. Tissieres, P et al; Soluble MD-2 is an acute phase protein and an opsonin for Gram-negative bacteria. Blood 2008, 111: 2122 | Product should be stored at 4 °C. Under recommended storage conditions, product is stable for one year. | For research use only. Not for use in or on humans or animals or for diagnostics. It is the responsibility of the user to comply with all local/state and Federal rules in the use of this product. Hbt is not responsible for any patent infringements that might result with the use or derivation of this product. |  | Lymphocyte antigen 96, ESOP-1, LY96
https://www.hycultbiotech.com/products/types/hm2243f | sMD-2 and sMD-2/TLR4, Human, mAb 4H1, FITC | 100 µg | Flow cytometry, Functional studies, Immuno assays, Immuno fluorescence, Western blot |  | The monoclonal antibody 4H1 reacts with soluble MD-2 (sMD-2) and the sMD-2/Toll-like receptor 4 (TLR4, CD284) complex. TLRs belong to a family of proteins that specifically recognizes and senses microbial products. They are highly conserved throughout evolution and act as innate immune recognition receptors against many pathogens. TLR4 is a functional receptor for gram-negative bacterial lipopolysaccharides (LPS). TLR4 associates with MD-2 which is absolutely required for LPS-induced activation of TLR4. MD-2 exists as a cell surface protein in association with TLR4. It also exists as secreted forms consisting of MD-2 monomers and multimers. Circulating sMD-2 is mainly present as a doublet of ~20 and 25 kD, representing differentially glycosylated forms. Unlike TLR4, sMD-2 binds directly LPS without the need of soluble CD14 (sCD14). However, LPS-MD-2 interactions are increased when LPS is pretreated with CD14. Only monomeric sMD-2 is biologically active and able to associate with TLR4 and LPS. sMD-2 circulates in plasma of healthy individuals as a non-active, polymeric protein. In septic plasma, the total amount of sMD-2 was strongly elevated and contained both sMD-2 polymers and monomers. Soluble MD-2 is proposed to be an important mediator of organ inflammation during sepsis. During experimental human endotoxemia, the monomeric and total sMD-2 content in plasma increased with the kinetics of an acute phase protein. This parallels enhanced TLR4 costimulatory activity. In vitro studies revealed that sMD-2 release appears to be restricted to endothelial and dendritic cells. The monoclonal antibody 4H1 reacts with both the monomeric and the polymeric form of sMD-2. In addition, the monoclonal antibody 4H1 is able to inhibit LPS binding to MD-2.It does not cross-react with mouse MD-2. | Monoclonal antibodies | 1 ml (100 µg/ml) 0.2 µm filtered FITC conjugated antibody solution in PBS, containing 1% bovine serum albumin and 0.02% sodium azide | For immuno assay, Western blotting and immunofluorescence dilutions to be used depend on detection system applied. It is recommended that users test the reagent and determine their own optimal dilutions. The typical starting working dilution is 1:50. | Baculovirally expressed His-tagged human MD-2 | Mouse IgG1 | Human | 1. Viriyakosol, S et al; Characterization of monoclonal antibodies to human soluble MD-2 protein. Hybridoma 2006, 25: 349 | Product should be stored at 4 °C. Under recommended storage conditions, product is stable for one year. | For research use only. Not for use in or on humans or animals or for diagnostics. It is the responsibility of the user to comply with all local/state and Federal rules in the use of this product. Hycult Biotech is not responsible for any patent infringements that might result with the use or derivation of this product. |  | Lymphocyte antigen 96, ESOP-1, LY96
https://www.hycultbiotech.com/products/types/hm2243 | sMD-2 and sMD-2/TLR4, Human, mAb 4H1 | 100 µg | Flow cytometry, Functional studies, Immuno assays, Immuno fluorescence, Western blot |  | The monoclonal antibody 4H1 reacts with soluble MD-2 (sMD-2) and the sMD-2/Toll-like receptor 4 (TLR4, CD284) complex. TLRs belong to a family of proteins that specifically recognizes and senses microbial products. They are highly conserved throughout evolution and act as innate immune recognition receptors against many pathogens. TLR4 is a functional receptor for gram-negative bacterial lipopolysaccharides (LPS). TLR4 associates with MD-2 which is absolutely required for LPS-induced activation of TLR4. MD-2 exists as a cell surface protein in association with TLR4. It also exists as secreted forms consisting of MD-2 monomer and multimers. Circulating sMD-2 is mainly present as a doublet of ~20 and 25 kD, representing differentially glycosylated forms. Unlike TLR4, sMD-2 binds directly LPS without the need of soluble CD14 (sCD14). However, LPS-MD-2 interactions are increased when LPS is pretreated with CD14. Only monomeric sMD-2 is biologically active and able to associate with TLR4 and LPS. sMD-2 circulates in plasma of healthy individuals as a non-active, polymeric protein. In septic plasma, the total amount of sMD-2 was strongly elevated and contained both sMD-2 polymers and monomers. Soluble MD-2 is proposed to be an important mediator of organ inflammation during sepsis. During experimental human endotoxemia, the monomeric and total sMD-2 content in plasma increased with the kinetics of an acute phase protein. This parallels enhanced TLR4 costimulatory activity. In vitro studies revealed that sMD-2 release appears to be restricted to endothelial and dendritic cells. The monoclonal antibody 4H1 reacts with both the monomeric and the polymeric form of sMD-2. In addition, the monoclonal antibody 4H1 is able to inhibit LPS binding to MD-2.It does not cross-react with mouse MD-2. | Monoclonal antibodies | 1 ml (100 µg/ml) 0.2 µm filtered antibody solution in PBS, containing 0.1% bovine serum albumin. | For immuno assay, Western blotting and immunofluorescence, dilutions to be used depend on detection system applied. It is recommended that users test the reagent and determine their own optimal dilutions. The typical starting working dilution is 1:50. For functional studies, dilutions have to be made according to the amounts of MD-2 to be inactivated. | Baculovirally expressed His-tagged human MD-2 | Mouse IgG1 | Human | Viriyakosol, S et al; Characterization of monoclonal antibodies to human soluble MD-2 protein. Hybridoma 2006, 25: 349 | Product should be stored at 4 °C. Under recommended storage conditions, product is stable for one year. | For research use only. Not for use in or on humans or animals or for diagnostics. It is the responsibility of the user to comply with all local/state and Federal rules in the use of this product. Hycult Biotech is not responsible for any patent infringements that might result with the use or derivation of this product. |  | Lymphocyte antigen 96, ESOP-1, LY96
https://www.hycultbiotech.com/products/types/hm2241-500ug | PTX3, Human, mAb MNB1 | 0.5 mg | Flow cytometry, Functional studies, Immuno assays, Western blot |  | The monoclonal antibody MNB1 (previously known as clone 16B5) recognizes human pentraxin 3 (PTX3), belonging to the long pentraxin family. PTX3 is an acute-phase glycoprotein of ~45 kDa with glycosylation accounting for about 10% of its molecular weight. PTX3 has a complex oligomeric structure with protomers linked to each other by disulfide bonds. PTX3 expression is triggered by inflammatory cytokines, resulting in higher levels of circulating PTX3. Several cell types have been reported to produce PTX3, namely macrophages, endothelial cells, neutrophils and synoviocytes. PTX3 is involved in host defense against pathogen infection, in the regulation of the scavenger activity of macrophages and dendritic cells, and in modulation of complement activity by binding to C1q. Furthermore, PTX3 has been implicated in matrix deposition of cumulus cells. Moreover, PTX3 interacts with other biologically active molecules, causing their functional blockade. This has been demonstrated for fibroblast growth factor-2 (FGF-2), for which PTX3 acts as an inhibitor, leading to inhibition of angiogenesis. PTX3, like other pentraxins C-reactive protein (CRP) and serum amyloid P component (SAP), binds apoptotic cells and debris. PTX3 is useful as an early indicator of myocyte irreversible injury in ischemic cardiomyopathy. PTX3 is not only involved in inflammatory vessel diseases related to atherosclerosis, but also in pre-eclampsia and systemic small vessel ANCA-associated vasulitis, in which neutrophils are key players. The relationship between tissue damage and pentraxin generation is stringent in acute injuries. PTX3 tunes self-non-self discrimination and tissue repair due to the recognition of diverse ligands by PTX3 and through regulation of effector pathways. | Monoclonal antibodies | 0.5 mg of 0.2 μm filtered protein G purified antibody solution in PBS with a concentration of at least 0.5 mg/ml. | Dilutions to be used depend on detection system applied. It is recommended that users test the reagent and determine their own optimal dilutions. The typical starting working dilution is 1:50. | Human recombinant PTX3 | Mouse IgG2b | Human | 1. Bottazzi, B et al; Multimer Formation and Ligand Recognition by the Long Pentraxin PTX3. JBC 1997, 272: 32817 2. Camozzi, M et al; Identification of an Antiangiogenic FGF2-binding Site in the N Terminus of the Soluble Pattern Recognition Receptor PTX3*. JBC 2006, 281:22605 3. Jaillon, S et al; The humoral pattern recognition receptor PTX3 is stored in neutrophil granules and localizes in extracellular traps. J Exp Med 2007, 204: 793 4. Jaillon, S et al. Endogenous PTX3 translocates at the membrane of late apoptotic human neutrophils and is involved in their engulfment by macrophages. Cell Death Diff 2009, 16: 465-474 5. Hamon, Y et al, Proteolytic cleavage of the long pentraxin PTX3 in the airways of cystic fibrosis patients. Inn Imm 2013, 19:611 | Product should be stored at 4°C. Under recommended storage conditions, product is stable for at least one year. | For research use only. Not for use in or on humans or animals or for diagnostics. It is the responsibility of the user to comply with all local/state and federal rules in the use of this product. Hycult Biotech is not responsible for any patent infringements that might result with the use or derivation of this product. | IA: the antibody can be used as detection antibody. W: Reduced sample treatment. The expected band sizes are approximately 42 and 90 kDa. | PTX3, Pentraxin-related protein PTX3, Tumor necrosis factor-inducible gene 14 protein, TSG-14 Gene name: PTX3, TNFAIP5, TSG14
https://www.hycultbiotech.com/products/types/hm2241 | PTX3, Human, mAb MNB1 | 100 µg | Flow cytometry, Functional studies, Immuno assays, Western blot |  | The monoclonal antibody MNB1 (previously known as clone 16B5) recognizes human pentraxin 3 (PTX3), belonging to the long pentraxin family. PTX3 is an acute-phase glycoprotein of ~45 kDa with glycosylation accounting for about 10% of its molecular weight. PTX3 has a complex oligomeric structure with protomers linked to each other by disulfide bonds. PTX3 expression is triggered by inflammatory cytokines, resulting in higher levels of circulating PTX3. Several cell types have been reported to produce PTX3, namely macrophages, endothelial cells, neutrophils and synoviocytes. PTX3 is involved in host defense against pathogen infection, in the regulation of the scavenger activity of macrophages and dendritic cells, and in modulation of complement activity by binding to C1q. Furthermore, PTX3 has been implicated in matrix deposition of cumulus cells. Moreover, PTX3 interacts with other biologically active molecules, causing their functional blockade. This has been demonstrated for fibroblast growth factor-2 (FGF-2), for which PTX3 acts as an inhibitor, leading to inhibition of angiogenesis. PTX3, like other pentraxins C-reactive protein (CRP) and serum amyloid P component (SAP), binds apoptotic cells and debris. PTX3 is useful as an early indicator of myocyte irreversible injury in ischemic cardiomyopathy. PTX3 is not only involved in inflammatory vessel diseases related to atherosclerosis, but also in pre-eclampsia and systemic small vessel ANCA-associated vasulitis, in which neutrophils are key players. The relationship between tissue damage and pentraxin generation is stringent in acute injuries. PTX3 tunes self-non-self discrimination and tissue repair due to the recognition of diverse ligands by PTX3 and through regulation of effector pathways. | Monoclonal antibodies | 1 ml (100 μg/ml) 0.2 μm filtered protein G purified antibody solution in PBS, containing 0.1% bovine serum albumin. | Dilutions to be used depend on detection system applied. It is recommended that users test the reagent and determine their own optimal dilutions. The typical starting working dilution is 1:50. | Human recombinant PTX3 | Rat IgG2b | Human | 1. Bottazzi, B et al; Multimer Formation and Ligand Recognition by the Long Pentraxin PTX3. JBC 1997, 272: 32817 2. Camozzi, M et al; Identification of an Antiangiogenic FGF2-binding Site in the N Terminus of the Soluble Pattern Recognition Receptor PTX3*. JBC 2006, 281:22605 3. Jaillon, S et al; The humoral pattern recognition receptor PTX3 is stored in neutrophil granules and localizes in extracellular traps. J Exp Med 2007, 204: 793 4. Jaillon, S et al. Endogenous PTX3 translocates at the membrane of late apoptotic human neutrophils and is involved in their engulfment by macrophages. Cell Death Diff 2009, 16: 465-474 5. Hamon, Y et al, Proteolytic cleavage of the long pentraxin PTX3 in the airways of cystic fibrosis patients. Inn Imm 2013, 19:611 | Product should be stored at 4°C. Under recommended storage conditions, product is stable for at least one year. | For research use only. Not for use in or on humans or animals or for diagnostics. It is the responsibility of the user to comply with all local/state and federal rules in the use of this product. Hycult Biotech is not responsible for any patent infringements that might result with the use or derivation of this product. | IA: the antibody can be used as detection antibody. W: Reduced sample treatment. The expected band sizes are approximately 42 and 90 kDa. | PTX3, Pentraxin-related protein PTX3, Tumor necrosis factor-inducible gene 14 protein, TSG-14 Gene name: PTX3, TNFAIP5, TSG14
https://www.hycultbiotech.com/products/types/hm2239 | Muscarinic acetylcholine receptor M2, Human, mAb B8E5 | 100 µg | Frozen sections, Functional studies, Immuno assays, Immuno fluorescence, Western blot |  | The monoclonal antibody B8E5 recognizes human muscarinic acetylcholine receptor M2 (M2 receptor), a G protein-coupled cardiovascular receptor of ~55 kDa. This receptor is an integral membrane protein consisting of seven membrane spanning a-helices linked together by extra- and intracellular loops that form a pharmacophore pocket. Autoantibodies directed against cardiovascular G protein-coupled receptors functionally interfering with the target have been described in several cardiovascular diseases. The M2 receptor is the predominant sybtype of muscarinic receptors present in the heart of mammalian species. The muscarinic acetylcholine receptor mediates various cellular responses, including inhibition of adenylate cyclase, breakdown of phosphoinositides and modulation of potassium channels through the action of G proteins. Primary transducing effect is adenylate cyclase inhibition. Monoclonal antibody B8E5 inhibits the &#223;-adrenergic L-type Ca2+ currents through activation of the muscarinic acetylcholine receptor M2. It suggests that the antibody acts not via the classical pathway of decreasing cAMP, but rather by increasing cGMP. Monoclonal antibody B8E5 acts by functional dimerization of the receptor resulting in stabilization of the constitutive active receptor dimers and paradoxically induces a small decrease in carbachol affinity for the M2 receptor. It recognizes the pentapeptide VRTVE (aa 168-172) corresponding to the N-terminal part of the second extracellular loop of the human M2 receptor. | Monoclonal antibodies | 1 ml (100 µg/ml) 0.2 µm filtered antibody solution in PBS, containing 0.1% bovine serum albumin. | For immunohistology, and Western blotting, dilutions to be used depend on detection system applied. It is recommended that users test the reagent and determine their own optimal dilutions. The typical starting working dilution is 1:50. For functional studies, in vitro dilutions have to be optimized in user's experimental setting. | Peptide VRTVEDGECYIQFFSNAAVTFGTAI(C): Human second extracellular loop residues 168-192 | Mouse IgG2a | Human | 1. Fu, L et al; Agonist-like activity of anti-peptide antibodies directed against an autoimmune epitope on the heart muscarinic acetylcholine receptor. Receptors Channels 1994, 2: 121 2. Elies, R et al; Immunochemical and functional characterization of an agonist-like monoclonal antibody against the M2 acetylcholine receptor. Eur J Biochem 1998, 251: 659 v 3. Nascimento, J et al; cGMP-mediated inhibition of cardiac L-type Ca2+ current by a monoclonal antibody against the M2 ACh receptor. Am J Physiol Cell Physiol 2001, 281: 1251 | Product should be stored at 4 °C. Under recommended storage conditions, product is stable for one year | For research use only. Not for use in or on humans or animals or for diagnostics. It is the responsibility of the user to comply with all local/state and federal rules in the use of this product. Hycult Biotech is not responsible for any patent infringements that might result from the use or derivation of this product. |  | M2ACh-R
https://www.hycultbiotech.com/products/types/hm2238 | Beta2-adrenoceptor, Human, mAb 6H8 | 100 µg | Flow cytometry, Functional studies, Immuno assays |  | The monoclonal antibody 6H8 recognizes human beta2-adrenoceptor. The b -adrenoceptors can be divided into b1, b2, b3 and b4-adrenoceptors defined in terms of agonist potencies, b2-adrenoceptors displayed a higher selectivity for nor-adrenaline than for adrenaline. B2-receptors are mainly postsynaptic and are located on a number of tissues including blood vessels, bronchi, GIT, skeletal muscle, liver and mast cell. Activation results in vasodilatation, bronchodilation, relaxation of the GIT, glycogenolysis in the liver, tremor in skeletal muscle and inhibition of histamine release from mast cells.- Transduction is via G-proteins coupled to the intracellular second messenger adenylate cyclase. B-receptors are positively coupled to adenylate cyclase via activation of Gs G-protein, however activation of the b2-adrenoceptors results in stimulation and inhibition of adenylate cyclase. The b2-receptor selective agonists are widely used in the treatment of asthma and other related bronchospastic conditions. They are commonly used in the treatment of angina pectoris, cardiac arrhythmia and for the long-term treatment of patients who survive myocardial infarction. B-receptor antagonists have also been used as anti-hypertensive for a number of years. Beta -blockers have also proven useful in the treatment of conditions such as migraine, anxiety disorders, hyperthyroidism, alcohol withdrawal and when applied topically are useful in the treatment of glaucoma and ocular hypertension. | Monoclonal antibodies | 1 ml (100 µg/ml) 0.2 µm filtered antibody solution in PBS, containing 0.1% bovine serum albumin | For- flow cytometry, dilutions to be used depend on detection system applied. It is recommended that users test the reagent and determine their own optimal dilutions. The typical starting working dilution is 1:50. For functional studies, in vitro dilutions have to be optimized in user&rsquo;s experimental setting. | Free peptide Beta2-H19C | Mouse IgG1 | Human | 1. Lebesgue, D et al; An agonist-like monoclonal antibody against the human beta2-adrenoceptor. Eur J Pharmacol 1998, 348: 123. 2. Mijares, A et al; From agonist to antagonist: Fab fragments of an agonistic-like monoclonal anti-beta2-adrenoceptor antibody behaves as antagonists. Mol Pharmacol 2000, 58: 373. | Product should be stored at 4 °C. Under recommended storage conditions, product is stable for at least one year. The exact expiry date is indicated on the label. | For research use only. Not for use in or on humans or animals or for diagnostics. It is the responsibility of the user to comply with all local/state and federal rules in the use of this product. Hycult Biotech is not responsible for any patent infringements that might result from the use or derivation of this product. | FC: A431 human epidermoid cells in suspension for 1 h at 4 °C in PBS containing monoclonal Antibody 6H8 (260 nM). After 1 h of incubation, the cells were fixed with 2% Formaldehyde (Ref.1) FS: Antibody 6H8 functions as an agonist in neonatal rat cardiomyocytes (Ref 1). Furthermore, Fab fragments of agonist-like antibody 6H8 behave as antagonist. (Ref 2). IA: The antibody against beta2-adrenoceptor is useful as detector in an ELISA setting (Ref1)
https://www.hycultbiotech.com/products/types/hm2224 | CD14, Human, mAb 18D11 | 100 µg | Flow cytometry, Functional studies, Immuno assays |  | The monoclonal antibody 18D11 recognizes human monocyte marker CD14, a 53 kDa glycoprotein. CD14 is a glycophosphatidylinositol-linked protein, which is part of the LPS receptor complex. CD14 binds lipopolysaccharide (LPS) and as such, acts as a pattern recognition receptor (PRR). CD14 has also been suggested to mediate phagocytosis of bacteria an apoptotic cells. CD14 is involved in the endotoxin mediated release of Tumor Necrosis Factor-alpha by monocytic cells. CD14 is present on most monocytic and macrophage like cell types: monocytes, macrophages, Kupffer cells, pleural phagocytic cells and dendritic reticular cells. CD14 is present at low density on a subpopulation granulocytes and activated or transformed B-cells. The monoclonal antibody 18D11 reacts with both soluble and membrane CD14. The monoclonal antibody 18D11 is useful for inhibition of biological activity of sCD14, it inhibits LPS induced TNF production. The monoclonal antibody is cross reactive with pig CD14. Together with a C5a neutralizing monoclonal antibody, 18D11 blocks sepsis in a pig model. | Monoclonal antibodies | 1 ml (100 µg/ml) 0.2 µm filtered antibody solution in PBS, containing 0.1% bovine serum albumin. | For flow cytometry dilutions to be used depend on detection system applied. It is recommended that users test the reagent and determine their own optimal dilutions. The typical starting working dilution is 1:50. For inhibition of biological activity in vitro dilutions have to be made according to the amounts of human sCD14 to be inactivated. |  | Mouse IgG1 | Human | 1. Tunheim, G et al; Human CD14 is an efficient target for recombinant immunoglobulin vaccine constructs that deliver T cell epitopes. J Leukoc Biol 2005, 77: 303 2. Wang, J et al; Peptidoglycan primes for LPS-induced release of proinflammatory cytokines in whole human blood. Shock 2001, 16: 178 3. Wang, J et al; Involvement of CD14 and toll-like receptors in activation of human monocytes by Aspergillus fumigatus hyphae. Infect Immun 2001 69: 2402 4. Wang, J et al; Peptidoglycan and lipoteichoic acid from Staphylococcus aureus induce tumor necrosis factor alpha, interleukin 6 (IL-6), and IL-10 production in both T cells and monocytes in a human whole blood model. Infect Immun 2000 68: 3965 | Product should be stored at 4 °C. Under recommended storage conditions, product is stable for one year. | For research use only. Not for use in or on humans or animals or for diagnostics. It is the responsibility of the user to comply with all local/state and Federal rules in the use of this product. Hycult Biotech is not responsible for any patent infringements that might result with the use of or derivation of this product.
https://www.hycultbiotech.com/products/types/hm2221 | TLR6, Human, mAb TLR6.127 | 100 µg | Flow cytometry, Functional studies, Immuno fluorescence, Immuno precipitation, Paraffin sections |  | The monoclonal antibody TLR6.127 reacts with the human Toll-like receptor 6 (TLR6). Toll-like receptors (TLRs) are highly conserved throughout evolution. They play an essential role in initiating the innate immune response against infectious pathogens. In Drosophila, toll is required for anti-fungal response, while the related 18-wheeler is involved in antibacterial defence. In humans, ten members of the TLR family protein (TLR1 to TLR10) have been identified. TLRs recognize a wide variety of pathogen-associated molecular patterns from bacteria, viruses, and fungi and elicit a wide array of antimicrobial responses. Among TLRs, TLR6 is expressed on the cell surface of monocytes, monocyte-derived immature dendritic cells (iDCs), and neutrophils, but not on B, T or natural killer (NK) cells. Human TLR6 is a 796-aa type l transmembrane protein that is 74% identical with mouse. It contains an N-terminal signal peptide, 19 tandemly repeated extracellular leucine-rich motifs, and a cytoplasmic domain called Toll/IL-1R homology domain, as seen in other TLRs. TLR6 function has been studied mainly in mouse cells. Constitutive expression of TLR6 activates both the nuclear factor kappa-B (NFK-B) and Jun N-terminal kinase (JNK) pathways. Studies in human cells revealed that TLR6 and TLR2 colocalize at the plasma membrane of monocytes. Human TLR6 recognizes diacylated lipoprotein and peptidoglycan at the cell surface cooperatively with human TLR2. Thus, coexpression of TLR2 and TLR6 at the cell surface is crucial for recognition of diacylated lipopeptide and peptideoglycan and subsequent cellular activation in human cells. | Monoclonal antibodies | 1 ml (100 µg/ml) 0.2 µm filtered antibody solution in PBS, containing 0.1% bovine serum albumin. | For immunoprecipitation, immunofluorescence staining and flow cytometry dilutions to be used depend on detection system applied. It is recommended that users test the reagent and determine their own optimal dilutions. The typical starting working dilution is 1:50. For neutralization of biological activity, in vitro dilutions have to be made according to the amounts of TLR6 to be inactivated. |  | Mouse IgG1 | Human | Nakoa, Y et al; Surface-expressed TLR6 participates in the recognition of diacylated lipopeptide and peptidoglycan in human cells. J Immunol 2005, 174: 1566. | Product should be stored at 4 °C. Under recommended storage conditions, product is stable for one year. | For research use only. Not for use in or on humans or animals or for diagnostics. It is the responsibility of the user to comply with all local/state and Federal rules in the use of this product. Hycult Biotech is not responsible for any patent infringements that might result with the use of or derivation of this product. |  | CD286
https://www.hycultbiotech.com/products/types/hm2220 | TLR2, Human, mAb TLR2.45 | 100 µg | Flow cytometry, Functional studies, Immuno fluorescence, Immuno precipitation |  | The monoclonal antibody TLR2.45 recognizes human TLR2 (CD282). Toll-like receptors (TLR) are highly conserved throughout evolution and are implicated in the innate defense to many pathogens. Mammalian TLRs have been identified as type I transmembrane signaling receptors with pattern recognition capabilities. TLRs recognize pathogen-associated molecular patterns (PAMPs), expressed on infectious agents, and mediate the production of cytokines necessary for the development of effective immunity. The various TLRs exhibit different patterns of expression. Among TLRs, TLR2 is an unique receptor recognizing lipoproteins of Gram-negative bacteria, several whole Gram-positive bacteria, as well as peptidoglycan, lipoteichoic acid and other bacterial cell membrane products. A functional interaction between TLR2 and TLR6 in the cellular response to various bacterial products has been discovered. Bacterial species as diverse as mycobacteria, spirochetes, mycoplasma, Staphylococcus aureus, and Streptococcus pneumoniae have all been shown to mediate cellular activation via TLR2 (CD282). TLR2 is highly expressed in peripheral blood leukocytes, in particular in monocytes, in bone marrow, lymph node and in spleen. Furthermore, TLR2 is detected in lung and fetal liver. In other tissues TLR2 levels are low. The TLR2.45 monoclonal antibody is generated using Ba/F3 cells which stably express human Flag-tagged TLR2. | Monoclonal antibodies | 1 ml (100 µg/ml) 0.2 µm filtered antibody solution in PBS, containing 0.1% bovine serum albumin. | For flow cytometry and immunofluorescence dilutions to be used depend on detection system applied. It is recommended that users test the reagent and determine their own optimal dilutions. The typical starting working dilution is 1:50. For neutralization of biological activity in vitro dilutions have to be made according to the amounts of TLR2 to be inactivated. |  | Mouse IgG1 | Human | 1. Nakao, Y et al; Surface-expressed TLR6 participates in the recognition of diacylated lipopeptide and peptidoglycan in human cells. J Immunol 2005, 174: 1566. 2. Uehori, J et al; Dendritic cell maturation induced by muramyl dipeptide (MDP) derivatives: Monoacylated MDP confers TLR2/TLR4 activation. J Immunol 2005, 174: 7096. 3. Funami, K et al; The cytoplasmic 'linker region' in Toll-like receptor 3 controls receptor localization and signaling. Int Immunol 2004, 16: 1143. 4. Matsumoto, M et al; Subcellular localization of Toll-like receptor 3 in human dendritic cells. J Immunol 2003, 171: 3154. 5. Uehori, J et al; Simultaneous blocking of human Toll-like receptors 2 and 4 suppresses myeloid dendritic cell activation induced by Mycobacterium bovis bacillus Calmette-Guérin peptidoglycan. Infect Immun 2003, 71: 4238. | Product should be stored at 4 °C. Under recommended storage conditions, product is stable for one year. | For research use only. Not for use in or on humans or animals or for diagnostics. It is the responsibility of the user to comply with all local/state and federal rules in the use of this product. Hycult Biotech is not responsible for any patent infringements that might result from the use or derivation of this product. |  | CD282, TIL4
https://www.hycultbiotech.com/products/types/hm2218-500ug | TNF-alpha, Human, mAb 5N | 0.5 mg | Functional studies, Immuno assays |  | The monoclonal antibody 5N reacts with Tumor Necrosis Factor alpha (TNF-alpha). Tumor necrosis factor-alpha (TNF-alpha), a homotrimeric 17 KD protein, is a potent mediator of inflammatory and metabolic functions. TNF-alpha was originally detected as a highly cytotoxic cytokine for tumor cells, it causes tumor necrosis in vivo and shows cytolytic activity against tumor cells in vitro. Further TNF-alpha has been implied as central mediator in shock induced by gram negative micro-organisms. The cytokine TNF-alpha is found to be a central mediator in many inflammatory and immunological processes: it can be induced by various products of micro-organisms and by various cytokines but it also induces on its turn the production of many cytokines. Signal transduction occurs via two types of TNF-receptors, the TNF-receptors I and II. The receptors differ strongly in their intra-cellular signaling pathways. The TNF-alpha trimer interacts with either of the two types of TNF-R leading to receptor cross-linking. The monoclonal antibody 5N cross-reacts and cross-neutralizes all monkey species TNF-alpha, except pig-tail macaque. With affinity about two orders lower it recognizes bovine and canine TNF-alpha. | Monoclonal antibodies | 0.5 mg 0.2 μm filtered protein G purified antibody solution in PBS with a concentration of at least 0.5 mg/ml. The endotoxin concentration is < 24 EU/mg, determined with HIT302 LAL Assay. | For neutralization of biological activity in vitro dilutions have to be made according to the amounts of TNF-alpha to be inactivated. The affinity of the monoclonal antibody 5N is 5.7 x 10-10M. The homologous ELISA is useful for the detection of oligomeric human TNF-alpha. It does not recognize monomeric TNF-alpha. |  | Mouse IgG2a | Human | 1. Petyovka, N et al; Homologous ELISA for detection of oligomeric human TNF: properties of the assay. J Immunol Methods 1995, 186: 161 2. Song, X et al; Effects of 2 different anti-tumor necrosis factor-alpha agents in a primate model of subcutaneous formation. J Infect Dis 2002, 185: 204 | Product should be stored at 4 °C. Under recommended storage conditions, product is stable for one year. | For research use only. Not for use in or on humans or animals or for diagnostics. It is the responsibility of the user to comply with all local/state and federal rules in the use of this product. Hycult Biotech is not responsible for any patent infringements that might result from the use or derivation of this product. |  | TNF, TNF-SF2, DIF, Cachectin
https://www.hycultbiotech.com/products/types/hm2218 | TNF-alpha, Human, mAb 5N | 100 µg | Functional studies, Immuno assays |  | The monoclonal antibody 5N reacts with Tumor Necrosis Factor alpha (TNF-alpha). Tumor necrosis factor-alpha (TNF-alpha), a homotrimeric 17 KD protein, is a potent mediator of inflammatory and metabolic functions. TNF-alpha was originally detected as a highly cytotoxic cytokine for tumor cells, it causes tumor necrosis in vivo and shows cytolytic activity against tumor cells in vitro. Further TNF-alpha has been implied as central mediator in shock induced by gram negative micro-organisms. The cytokine TNF-alpha is found to be a central mediator in many inflammatory and immunological processes: it can be induced by various products of micro-organisms and by various cytokines but it also induces on its turn the production of many cytokines. Signal transduction occurs via two types of TNF-receptors, the TNF-receptors I and II. The receptors differ strongly in their intra-cellular signaling pathways. The TNF-alpha trimer interacts with either of the two types of TNF-R leading to receptor cross-linking. The monoclonal antibody 5N cross-reacts and cross-neutralizes all monkey species TNF-alpha, except pig-tail macaque. With affinity about two orders lower it recognizes bovine and canine TNF-alpha. | Monoclonal antibodies | 1 ml (500 µg/ml) 0.2 µm filtered antibody solution in PBS, containing 0.1% bovine serum albumin. | For neutralization of biological activity in vitro dilutions have to be made according to the amounts of TNF-alpha to be inactivated. The affinity of the monoclonal antibody 5N is 5.7 x 10-10M. The homologous ELISA is useful for the detection of oligomeric human TNF-alpha. It does not recognize monomeric TNF-alpha. |  | Mouse IgG2a | Human | 1. Petyovka, N et al; Homologous ELISA for detection of oligomeric human TNF: properties of the assay. J Immunol Methods 1995, 186: 161 2. Song, X et al; Effects of 2 different anti-tumor necrosis factor-alpha agents in a primate model of subcutaneous formation. J Infect Dis 2002, 185: 204 | Product should be stored at 4 °C. Under recommended storage conditions, product is stable for one year. | For research use only. Not for use in or on humans or animals or for diagnostics. It is the responsibility of the user to comply with all local/state and federal rules in the use of this product. Hycult Biotech is not responsible for any patent infringements that might result from the use or derivation of this product. |  | TNF, TNF-SF2, DIF, Cachectin
https://www.hycultbiotech.com/products/types/hm2215 | CD73, Human, mAb 4G4 | 100 µg | Flow cytometry, Frozen sections, Functional studies, Immuno fluorescence, Immuno precipitation, Western blot |  | The monoclonal antibody 4G4 recognizes both membrane bound and soluble human CD73, also known as ecto-5’-nucleotidase. CD73 is a 70-kDa GPI-anchored cell surface molecule and belongs to the 5’-nucleosidase family. CD73 is useful as marker for lymphocyte differentiation. It is abundantly expressed on the vascular endothelium and at a low level on certain subpopulations of human lymphocytes. Like many glycosyl-phosphatidylinositol (GPI)-anchored molecules, it transmits potent activation signals in T cells when ligated by antibodies. CD73 hydrolyzes extracellular nucleotides into membrane permeable nucleosides. Ecto-5’-nucleotidase activity is an important mediator of the anti-inflammatory effect by converting extracellular AMP into a potent anti-inflammatory substance adenosine. CD73 has been shown to function as a co-stimulatory molecule in human T cells and to have a role in regulating lymphocyte adhesion. Triggering of CD73 on the surface of lymphocytes, but not on endothelial cells, results in the shedding of the CD73 and increased adhesion of lymphocytes to endothelium via LFA-1 clustering. Furthermore, CD73 has been implicated to mediate homing of skin-infiltrating lymphocytes in vivo. In B-cell chronic lymphocytic leukemia the expression of CD73 is decreased. Besides this, CD73 activity has been implicated as sensitive and useful indicator for mild zinc deficiency. The monoclonal antibody 4G4 causes a reduction in CD73 expression on lymphocytes, reduces enzyme activity, and inhibits the binding of lymphocytes to endothelial cells. | Monoclonal antibodies | 1 ml (100 μg/ml) 0.2 μm filtered protein G purified antibody solution in PBS containing 0.1% bovine serum albumin. The endotoxin concentration is < 24 EU/mg, determined with HIT302 LAL Assay. | Dilutions to be used depend on detection system applied. It is recommended that users test the reagent and determine their own optimal dilutions. The typical starting working dilution is 1:50. | Inflamed synovial stroma from rheumatoid arthritis patients | Mouse IgG1 | Human | 1. Airas, L et al; Lymphocyte-vascular adhesion protein-2 is a novel 70-kDa molecule involved in lymphocyte adhesion to vascular endothelium. J Immunol 1993, 151: 4228 2. Airas, L et al; CD73 is involved in lymphocyte binding to the endothelium: characterization of lymphocyte-vascular adhesion protein 2 identifies it as CD73. J Exp Med 1995, 182: 1603 3. Airas, L et al; Differential regulation and function of CD73, a glycosyl-phosphatidylinositol-linked 70-kD adhesion molecule, on lymphocytes and endothelial cells. J Cell Biol 1997, 136: 421 4. Airas, L et al; CD73 engagement promotes lymphocyte binding to endothelial cells via a lymphocyte function-associated antigen-1-dependent mechanism. J Immunol 2000, 165: 5411 5. Niemelä, J et al; IFN-alpha induced adenosine production on the endothelium: a mechanism mediated by CD73 (ecto-5’-nucleotidase) up-regulation. J Immunol 2004, 172: 1646 | Product should be stored at 4 °C. Under recommended storage conditions, product is stable for one year. | For research use only. Not for use in or on humans or animals or for diagnostics. It is the responsibility of the user to comply with all local/state and federal rules in the use of this product. Hycult Biotech is not responsible for any patent infringements that might result from the use or derivation of this product. | F: Tissue sections were fixed in acetone.- As positive control anti-CD31 was used and as negative control an isotype antibody (Ref.5). FC: Antibody 4G4 stains the extracellular domain of CD73. As positive control anti-CD3- was used and as negative control an irrelevant antibody (Ref.1). FS: Antibody 4G4 functions as an inhibitor of lymphocyte binding to HUVEC. The antibody was functionally tested by incubating the lymphocytes with the antibody before adding the lymphocytes to an EC monolayer (Ref.1). Furthermore the monoclonal antibody 4G4 causes a reduction in CD73 expression on lymphocytes (Ref.5) and reduces enzyme activity (Ref.2). IF: HUVEC cells were seeded on gelatin-coated coverslips and stained with antibody (Ref.5). | 5'-nucleotidase, ecto (CD73) Gene name: NT5E
https://www.hycultbiotech.com/products/types/hm2213-100ug | VAP-1, Human, mAb 174-5 | 100 µg | Flow cytometry, Frozen sections, Functional studies, Immuno fluorescence |  | The monoclonal antibody 174-5 recognises human Vascular Adhesion Protein-1 (VAP-1), which- is a glycosylated homodimeric membrane protein consisting of two 90 kDa subunits connected by disulfide bonds. It contains- a short N-terminal cytoplasmic tail, a single membrane-spanning domain and a large extracellular part.- A soluble form of VAP-1 (sVAP-1) has been described, which presumably results from the proteolytic cleavage of membrane-bound VAP-1. Structurally VAP-1 belongs to enzymes called semicarbamizide-sensitive amine oxidases, which contain copper as a cofactor. These enzymes deaminate primary amines in a reaction producing hydrogen peroxide, aldehyde, and ammonia. VAP-1 is present in endothelial cells, smooth muscle cells, adipocytes, and in follicular dendritic cells. In endothelial cells the majority of VAP-1 is stored within intracellular granules and translocated to the surface upon inflammation where it regulates leukocyte tissue infiltration. Furthermore, the end-products formed by VAP-1 can also regulate leukocyte migration by signaling effects, have insulin-like effects in energy metabolism, and can cause vascular damage by direct cytotoxicity. Elevated sVAP-1serum- levels have been described in several inflammatory- diseases as well as colorectal cancer. Moreover, diminished insulin secretion appears to increase the concentration of soluble VAP-1 in plasma. Therefore, VAP-1 might be an interesting diagnostic marker as well therapeutic- target for modulating inflammation.The monoclonal antibody 174-5 has been shown to cross-react with rat VAP-1 and to inhibit lymphocyte infiltration in rat liver allograft rejection. | Monoclonal antibodies | 1 ml (100 µg/ml) 0.2 µm filtered antibody solution in PBS, containing 0.1% bovine serum albumin. | For immunohistochemistry, and flow cytometry, dilutions to be used depend on detection system applied. It is recommended that users test the reagent and determine their own optimal dilutions. The typical starting working dilution is 1:50. For functional studies, in vitro dilutions have to be optimized in user&rsquo;s experimental setting. | Purified vessels from human peripheral lymph nodes (ref 1) | Mouse IgG1 | Human | 1. Martelius, T et al; Blockade of vascular adhesion protein-1 inhibits lymphocyte infiltration in rat liver allograft rejection. Am J Path 2004, 165: 1993. 2. Autio, A et al; PET imaging of inflammation and adenocarcinoma zenografts using vascular adhesion protein 1 targeting peptide 68Ga-DOTAVAP-P1: comparison with 8F-FDG, Eur J Nucl Med Mol Imaging 2010, 37:1918. | Product should be stored at 4 °C. Under recommended storage conditions, product is stable for at least one year. The exact expiry date is indicated on the label. | For research use only. Not for use in or on humans or animals or for diagnostics. It is the responsibility of the user to comply with all local/state and federal rules in the use of this product. Hycult Biotech is not responsible for any patent infringements that might result from the use or derivation of this product. | FC: Antibody 174-5 stains Ax cells stably transfected with VAP-1 cDNA. . As negative control mock transfected cells were used.(Ref.1) IHC-F:- Tissue sections were fixed in acetonebefore staining with 174-5. As positive control anti-VAP-1 mAb 2D10 was used and as negative control an isotype matched irrelevant mAb. (Ref.1). FS: Antibody 174-5 inhibits lymphocyte infiltration in liver allograft rejection. . The antibody was administered intravenously at a concentration of 2 mg/kg. A irrelevant isotype-matched antibody served as a negative control. (Ref.1). | membrane primary amine oxidase; AOC3; SSAO
https://www.hycultbiotech.com/products/types/hm2210-100ug | CD96, Human, mAb NK92.39 | 100 µg | Flow cytometry, Functional studies |  | The monoclonal antibody NK92.39 reacts with CD96, also known as T cell-activated increased late expression (Tactile). CD96 promotes natural killer (NK) cell adhesion to target cells expressing the poliovirus receptor (PVR or CD155). Furthermore CD96 stimulates cytotoxicity of activated NK cells, and mediates acquisition of PVR from target cells. This means NK cells have due to the receptor CD96 a dual receptor system that recognizes nectins and nectin-like molecules on target cells and mediates NK cells adhesion and triggering of effector functions. As PVR is highly expressed in certain tumors, this receptor system may be critical for NK cell recognition of tumors. The monoclonal antibody NK92.39 blocks binding of soluble poliovirus receptor (PVR) to NK92 cells. | Monoclonal antibodies | 1 ml (100 µg/ml) 0.2 µm filtered antibody solution in PBS, containing 0.1% bovine serum albumin. | For flow cytometry dilutions to be used depend on detection system applied. It is recommended that users test the reagent and determine their own optimal dilutions. The typical starting working dilution is 1:50. For functional studies in vitro dilutions have to be made according to the amounts of CD96 to be inactivated. |  | Mouse IgG1 | Human | Fuchs, A et al; Cutting edge: CD96 (Tactile) promotes NK cell-target cell adhesion by interacting with the poliovirus receptor (CD155). J Immunol 2004, 172: 3994 | Product should be stored at 4 °C. Under recommended storage conditions, product is stable for one year. | For research use only. Not for use in or on humans or animals or for diagnostics. It is the responsibility of the user to comply with all local/state and Federal rules in the use of this product. Hycult Biotech is not responsible for any patent infringements that might result with the use of or derivation of this product.
https://www.hycultbiotech.com/products/types/hm2209f-100ug | DC-SIGN, Human, mAb DCN47.5, FITC | 100 µg | Flow cytometry, Functional studies |  | The monoclonal antibody DCN47.5 reacts with the C-type lectin, DC-SIGN (CD209), exclusively expressed on human dendritic cells (DC). DC are specialized antigen presenting cells and bridge the innate and the adaptive immune system. They provide high levels of costimulation necessary for activation of both naïve and antigen-experienced T-cells. Immature DC are capable to migrate to inflammatory sites, capture antigen and process it internally to form MHC-peptide complexes. Following antigen uptake, DC undergo maturation and migrate to lymphoid organs where they can present MHC-peptide complexes to resting T-cells and drive T-cell proliferation. During differentiation and maturation of DC, several phenotypic surface markers are expressed: CD1a, CD4, CD11, CD40, CD86, and HLA-DR. Immature DC predominantly express CCR5 which enables DC to migrate to inflammatory sites, whereas mature DC express high levels of CXCR4, a receptor that facilitates migration to lymphoid organs. DC also express DC-specific, ICAM-3 grabbing, nonintegrin (DC-SIGN), a 44 kDa C-type lectin that binds to the HIV-1 envelope glycoprotein gp120, ICAM-3 on T-cells and ICAM-2 on endothelial cells. HIV virions are able to infect cells expressing CD4 and the chemokine co-receptors CCR5 or CXCR4 and can attach to DC-SIGN to extend virion lifespan. Therefore, DC are candidates for HIV-1 infection. DC-SIGN-ICAM-3 binding is integrin-independent but calcium-dependent and antibodies reactive against DC-SIGN can be used to study DC-SIGN-ICAM3 binding. The monoclonal antibody DCN47.5 specifically reacts with the C-type lectin DC-SIGN (CD209) expressed on human dendritic cells and inhibits binding of DC-SIGN to ICAM-2 on endothelial cells. | Monoclonal antibodies | 1 ml (100 μg/ml) 0.2 μm filtered protein G purified FITC conjugated antibody solution in PBS containing 1.0% bovine serum albumin and 0.02% sodium azide. | Dilutions to be used depend on detection system applied. It is recommended that users test the reagent and determine their own optimal dilutions. The typical starting working dilution is 1:50. | Human monocyte-derived dendritic cells | Mouse IgG1 | Human | 1. Leeuwenberg, JFM et al; Slow release of soluble TNF-Receptors by monocytes in vitro. J Immunol 1994, 152: 4036 2. Leeuwenberg, JFM et al; Lipopolysaccharide LPS-mediated soluble TNF-Receptor release and TNF-Receptor expression by monocytes; role of CD14, LPS binding protein and bactericidal/permeability-increasing protein. J Immnol 1994, 152: 5070 3. Marchetti, L et al; Tumor necrosis factor (TNF)-mediated neuroprotection against glutamate-induced excitotoxicity is enhanced by N-methyl-D-aspartate receptor activation. Essential role of a TNF receptor 2-mediated phosphatidylinositol 3-kinasedependent NF-kappa B pathway. J Biol Chem 2004, 279: 32869 | Product should be stored at 4 °C. Under recommended storage conditions, product is stable for one year. | For research use only. Not for use in or on humans or animals or for diagnostics. It is the responsibility of the user to comply with all local/state and Federal rules in the use of this product. Hycult Biotech is not responsible for any patent infringements that might result with the use or derivation of this product. |  | CD209 antigen, C-type lectin domain family 4 member L, Dendritic cell-specific ICAM-3-grabbing non-integrin 1 Gene name: CD209
https://www.hycultbiotech.com/products/types/hm2209-100ug | DC-SIGN, Human, mAb DCN47.5 | 100 µg | Flow cytometry, Functional studies |  | The monoclonal antibody DCN47.5 reacts with the C-type lectin, DC-SIGN (CD209), exclusively expressed on human dendritic cells (DC). DC are specialized antigen presenting cells and bridge the innate and the adaptive immune system. They provide high levels of costimulation necessary for activation of both naïve and antigen-experienced T-cells. Immature DC are capable to migrate to inflammatory sites, capture antigen and process it internally to form MHC-peptide complexes. Following antigen uptake, DC undergo maturation and migrate to lymphoid organs where they can present MHC-peptide complexes to resting T-cells and drive T-cell proliferation. During differentiation and maturation of DC, several phenotypic surface markers are expressed: CD1a, CD4, CD11, CD40, CD86, and HLA-DR. Immature DC predominantly express CCR5 which enables DC to migrate to inflammatory sites, whereas mature DC express high levels of CXCR4, a receptor that facilitates migration to lymphoid organs. DC also express DC-specific, ICAM-3 grabbing, nonintegrin (DC-SIGN), a 44 kDa C-type lectin that binds to the HIV-1 envelope glycoprotein gp120, ICAM-3 on T-cells and ICAM-2 on endothelial cells. HIV virions are able to infect cells expressing CD4 and the chemokine co-receptors CCR5 or CXCR4 and can attach to DC-SIGN to extend virion lifespan. Therefore, DC are candidates for HIV-1 infection. DC-SIGN-ICAM-3 binding is integrin-independent but calcium-dependent and antibodies reactive against DC-SIGN can be used to study DC-SIGN-ICAM3 binding. The monoclonal antibody DCN47.5 specifically reacts with the C-type lectin DC-SIGN (CD209) expressed on human dendritic cells and inhibits binding of DC-SIGN to ICAM-2 on endothelial cells. | Monoclonal antibodies | 1 ml (100 μg/ml) 0.2 μm filtered protein G purified antibody solution in PBS containing 0.1% bovine serum albumin. | Dilutions to be used depend on detection system applied. It is recommended that users test the reagent and determine their own optimal dilutions. The typical starting working dilution is 1:50. | Human monocyte-derived dendritic cells | Mouse IgG1 | Human | 1. Leeuwenberg, JFM et al; Slow release of soluble TNF-Receptors by monocytes in vitro. J Immunol 1994, 152: 4036 2. Leeuwenberg, JFM et al; Lipopolysaccharide LPS-mediated soluble TNF-Receptor release and TNF-Receptor expression by monocytes; role of CD14, LPS binding protein and bactericidal/permeability-increasing protein. J Immnol 1994, 152: 5070 3. Marchetti, L et al; Tumor necrosis factor (TNF)-mediated neuroprotection against glutamate-induced excitotoxicity is enhanced by N-methyl-D-aspartate receptor activation. Essential role of a TNF receptor 2-mediated phosphatidylinositol 3-kinasedependent NF-kappa B pathway. J Biol Chem 2004, 279: 32869 | Product should be stored at 4 °C. Under recommended storage conditions, product is stable for one year. | For research use only. Not for use in or on humans or animals or for diagnostics. It is the responsibility of the user to comply with all local/state and Federal rules in the use of this product. Hycult Biotech is not responsible for any patent infringements that might result with the use or derivation of this product. |  | CD209 antigen, C-type lectin domain family 4 member L, Dendritic cell-specific ICAM-3-grabbing non-integrin 1 Gene name: CD209
https://www.hycultbiotech.com/products/types/hm2208-500ug | MARCO, Human, mAb PLK-1, functional study antibody, low endotoxin | 0.5 mg | Flow cytometry, Frozen sections, Functional studies, Immuno fluorescence, Immuno precipitation, Western blot |  | The monoclonal antibody PLK-1 recognizes the macrophage receptor with collagenous structure (MARCO). The scavenger receptors (SRs) expressed by macrophages are thought to play an important role in the immune response against bacteria by mediating ligand binding and phagocytosis. SRs can be divided into three different classes based upon their structural properties, which are termed SR-A, SR-B and SR-C. SRs-A are homotrimeric glycoproteins composed of 77 kDa monomers subdivided into 3 types.. The molecular structure of MARCO resembles that of SR-A type I, containing a triple-helical collagenous domain and a scavenger receptor cysteine-rich (SRCR) domain at the C terminus. MARCO is only expressed in some subpopulations of macrophages, although its expression can be strongly upregulated during infection or LPS treatment. Furthermore, MARCO is, like sinusoidal endothelial cell markers DC-SIGNR, LYVE-1 and stabilin-2, expressed by sinusoidal endothelial cells in lymph node. MARCO expressed by alveolar macrophages seems to play an important role in response to inhaled particles and airborne pathogens. The monoclonal antibody PLK-1 binds specifically to MARCO, and has been shown to partially block ligand binding. | Monoclonal antibodies | 0.5 mg 0.2 μm filtered protein G purified antibody solution in PBS with a concentration of at least 0.5 mg/ml. The endotoxin concentration is < 24 EU/mg, determined with HIT302 LAL Assay. | For immunohistology and flow cytometry dilutions to be used depend on detection system applied. It is recommended that users test the reagent and determine their own optimal dilutions. The typical starting working dilution is 1:50. For inhibition of biological activity in vitro dilutions have to be made according to the amounts of MARCO to be inactivated. | Human alveolar macrophages (recognizes domain V between residues 420 and 431) | Mouse IgG3 | Human | 1. Palecanda, A et al; Receptors for unopsonized particles: the role of alveolar macrophage scavenger receptors.. Curr Mol Med 2001, 1: 589 2. Bunn, H et al; MARCO expression on pediatric alveolar macrophages. Cytometry 2004, 60B: 54 3. Arredouani, M, et al; MARCO is the major binding receptor for unopsonized particles and bacteria on human alveolar macrophages. J Immunol 2005, 175: 6058 4. Martens, J-H et al; Differential expression of a gene signature for scavenger/lectin receptors by endothelial cells and macrophages in human lymph node sinuses, the primary sites of regional metastasis. J Pathol 2006, 208: 574 5. Hamilton, R et al; MARCO mediates silica uptake and toxicity in alveolar macrophages from C57BL/6 mice. J Biol Chem 2006, 281: 34218 6. Bowdish, D et al; MARCO, TLR2, and CD14 are required for macrophage cytokine responses to mycobacterial trehalose dimycolate and Mycobacterium tuberculosis. PloS Pathog 2009, 5: e1000474 | Product should be stored at 4 °C. Under recommended storage conditions, product is stable for one year. | For research use only. Not for use in or on humans or animals or for diagnostics. It is the responsibility of the user to comply with all local/state and Federal rules in the use of this product. Hycult Biotech is not responsible for any patent infringements that might result with the use or derivation of this product. | IHC-F:- Tissue sections can be- fixed in acetone or 2% paraformaldehyde. PLK-1 antibody was used at 5 µg/ml (Ref. 3, 4). FC: Antibody PLK-1 weakly stains alveolar macrophages by recognizing the extracellular domain of MARCO. Transfected COS cells were used as positive control (Ref. 1). FS: Antibody PLK-1 blocks human alveolar macrophages binding to unopsonized particles (Ref.1,3,5). IF: Aveolar macrophages and transfected CHO cells were stained for MARCO using 0.6 µg/ml PLK-1 antibody (Ref. 2, 5) IP: Antibody PLK-1 immunoprecipitates MARCO as 60 and 50 kDa protein from lysates obtained from COS cells transfected with human MARCO (Ref. 3). W: Antibody PLK-1 stained MARCO under non-reducing conditions (Ref. 6). | SCARA2, scavenger receptor class A member 2, macrophage receptor with collagenous structure
https://www.hycultbiotech.com/products/types/hm2208-100ug | MARCO, Human, mAb PLK-1 | 100 µg | Flow cytometry, Frozen sections, Functional studies, Immuno fluorescence, Immuno precipitation, Western blot |  | The monoclonal antibody PLK-1 recognizes the macrophage receptor with collagenous structure (MARCO). The scavenger receptors (SRs) expressed by macrophages are thought to play an important role in the immune response against bacteria by mediating ligand binding and phagocytosis. SRs can be divided into three different classes based upon their structural properties, which are termed SR-A, SR-B and SR-C. SRs-A are homotrimeric glycoproteins composed of 77 kDa monomers subdivided into 3 types.. The molecular structure of MARCO resembles that of SR-A type I, containing a triple-helical collagenous domain and a scavenger receptor cysteine-rich (SRCR) domain at the C terminus. MARCO is only expressed in some subpopulations of macrophages, although its expression can be strongly upregulated during infection or LPS treatment. Furthermore, MARCO is, like sinusoidal endothelial cell markers DC-SIGNR, LYVE-1 and stabilin-2, expressed by sinusoidal endothelial cells in lymph node. MARCO expressed by alveolar macrophages seems to play an important role in response to inhaled particles and airborne pathogens. The monoclonal antibody PLK-1 binds specifically to MARCO, and has been shown to partially block ligand binding. | Monoclonal antibodies | 1 ml (100 µg/ml) 0.2 µm filtered antibody solution in PBS, containing 0.1% bovine serum albumin. | For immunohistology and flow cytometry dilutions to be used depend on detection system applied. It is recommended that users test the reagent and determine their own optimal dilutions. The typical starting working dilution is 1:50. For inhibition of biological activity in vitro dilutions have to be made according to the amounts of MARCO to be inactivated. | Human alveolar macrophages (recognizes domain V between residues 420 and 431) | Mouse IgG3 | Human | 1. Palecanda, A et al; Receptors for unopsonized particles: the role of alveolar macrophage scavenger receptors.. Curr Mol Med 2001, 1: 589 2. Bunn, H et al; MARCO expression on pediatric alveolar macrophages. Cytometry 2004, 60B: 54 3. Arredouani, M, et al; MARCO is the major binding receptor for unopsonized particles and bacteria on human alveolar macrophages. J Immunol 2005, 175: 6058 4. Martens, J-H et al; Differential expression of a gene signature for scavenger/lectin receptors by endothelial cells and macrophages in human lymph node sinuses, the primary sites of regional metastasis. J Pathol 2006, 208: 574 5. Hamilton, R et al; MARCO mediates silica uptake and toxicity in alveolar macrophages from C57BL/6 mice. J Biol Chem 2006, 281: 34218 6. Bowdish, D et al; MARCO, TLR2, and CD14 are required for macrophage cytokine responses to mycobacterial trehalose dimycolate and Mycobacterium tuberculosis. PloS Pathog 2009, 5: e1000474 | Product should be stored at 4 °C. Under recommended storage conditions, product is stable for one year. | For research use only. Not for use in or on humans or animals or for diagnostics. It is the responsibility of the user to comply with all local/state and Federal rules in the use of this product. Hycult Biotech is not responsible for any patent infringements that might result with the use or derivation of this product. | IHC-F:- Tissue sections can be- fixed in acetone or 2% paraformaldehyde. PLK-1 antibody was used at 5 µg/ml (Ref. 3, 4). FC: Antibody PLK-1 weakly stains alveolar macrophages by recognizing the extracellular domain of MARCO. Transfected COS cells were used as positive control (Ref. 1). FS: Antibody PLK-1 blocks human alveolar macrophages binding to unopsonized particles (Ref.1,3,5). IF: Aveolar macrophages and transfected CHO cells were stained for MARCO using 0.6 µg/ml PLK-1 antibody (Ref. 2, 5) IP: Antibody PLK-1 immunoprecipitates MARCO as 60 and 50 kDa protein from lysates obtained from COS cells transfected with human MARCO (Ref. 3). W: Antibody PLK-1 stained MARCO under non-reducing conditions (Ref. 6). | SCARA2, scavenger receptor class A member 2, macrophage receptor with collagenous structure
https://www.hycultbiotech.com/products/types/hm2207f-100ug | MAdCAM-1, Human, mAb 314G8, FITC | 100 µg | Frozen sections, Functional studies, Immuno assays, Paraffin sections, Western blot |  | The monocolonal antibody 314G8 reacts with human mucosal addressin cell adhesion molecules-1 (MAdCAM-1), a key player in mediating the infiltration of leukocytes into chronically inflamed tissue. MAdCAM-1 is a cell-surface Ig superfamily member composed of two extracellular Ig domains, followed by a mucin-like domain, a transmembrane domain and a short cytoplasmatic domain. It interacts via its N-terminal Ig domain with the lymphocyte homing receptor alpha4beta7, which plays a critical role in forming the gut-associated lymphoid system. MAdCAM-1 promotes the adhesion of T- and B cells, monocytes/macrophages, and potentially eosinophils, basophils, and differentiated mast cells to the vascular endothelium. Mucosal addressin cell adhesion molecule-1 RNA transcripts are predominantly expressed in the small intestine, mesenteric lymph nodes, colon and spleen; and are very weakly expresssed in human pancreas and brain. The monocolonal antibody 314G8 recognizes a site in the N-terminal Ig domain of MAdCAM-1. The monoclonal antibody 314G8 detects MAdCAM-1 on venules in the spleen and small intestine. MAdCAM-1 is strongly expressed in the synovium of osteoarthritis patients, predominantly on the endothelial lining of blood vessels, but also within the vessel lumen. The monoclonal antibody 314G8 may be useful in diagnosis of inflammation in humans by monitoring the presence and levels of MAdCAM-1. | Monoclonal antibodies | 1 ml (100 µg/ml) 0.2 µm filtered antibody solution in PBS, containing 1% bovine serum albumin and 0.02% sodium azide. | For immunohistology, flow cytometry and Western blotting dilutions to be used depend on detection system applied. It is recommended that users test the reagent and determine their own optimal dilutions. The typical starting working dilution is 1:50. For inhibition of biological activity in vitro dilutions have to be made according to the amounts of MAdCAM-1 to be inactivated. |  | Mouse IgG1 | Human | 1. Leung, E et al; Bioassay detects soluble MAdCAM-1 in body fluids. Immunol Cell Biol 2004, 82: 400 | Product should be stored at 4 °C. Under recommended storage conditions, product is stable for one year. | For research use only. Not for use in or on humans or animals or for diagnostics. It is the responsibility of the user to comply with all local/state and Federal rules in the use of this product. Hycult Biotech is not responsible for any patent infringements that might result with the use of or derivation of this product.
https://www.hycultbiotech.com/products/types/hm2207-100ug | MAdCAM-1, Human, mAb 314G8 | 100 µg | Frozen sections, Functional studies, Immuno assays, Paraffin sections, Western blot |  | The monocolonal antibody 314G8 reacts with human mucosal addressin cell adhesion molecules-1 (MAdCAM-1), a key player in mediating the infiltration of leukocytes into chronically inflamed tissue. MAdCAM-1 is a cell-surface Ig superfamily member composed of two extracellular Ig domains, followed by a mucin-like domain, a transmembrane domain and a short cytoplasmatic domain. It interacts via its N-terminal Ig domain with the lymphocyte homing receptor alpha4beta7, which plays a critical role in forming the gut-associated lymphoid system. MAdCAM-1 promotes the adhesion of T- and B cells, monocytes/macrophages, and potentially eosinophils, basophils, and differentiated mast cells to the vascular endothelium. Mucosal addressin cell adhesion molecule-1 RNA transcripts are predominantly expressed in the small intestine, mesenteric lymph nodes, colon and spleen; and are very weakly expresssed in human pancreas and brain. The monocolonal antibody 314G8 recognizes a site in the N-terminal Ig domain of MAdCAM-1. The monoclonal antibody 314G8 detects MAdCAM-1 on venules in the spleen and small intestine. MAdCAM-1 is strongly expressed in the synovium of osteoarthritis patients, predominantly on the endothelial lining of blood vessels, but also within the vessel lumen. The monoclonal antibody 314G8 may be useful in diagnosis of inflammation in humans by monitoring the presence and levels of MAdCAM-1. | Monoclonal antibodies | 1 ml (100 µg/ml) 0.2 µm filtered antibody solution in PBS, containing 0.1% bovine serum albumin. | For immunohistology, flow cytometry and Western blotting dilutions to be used depend on detection system applied. It is recommended that users test the reagent and determine their own optimal dilutions. The typical starting working dilution is 1:50. For inhibition of biological activity in vitro dilutions have to be made according to the amounts of MAdCAM-1 to be inactivated. |  | Mouse IgG1 | Human | Leung, E et al; Bioassay detects soluble MAdCAM-1 in body fluids. Immunol Cell Biol 2004, 82: 400 | Product should be stored at 4 °C. Under recommended storage conditions, product is stable for one year. | For research use only. Not for use in or on humans or animals or for diagnostics. It is the responsibility of the user to comply with all local/state and Federal rules in the use of this product. Hycult Biotech is not responsible for any patent infringements that might result with the use of or derivation of this product.
https://www.hycultbiotech.com/products/types/hm2186-100ug | Galectin-3, Human, mAb B2C10 | 100 µg | Flow cytometry, Frozen sections, Functional studies, Immuno assays, Paraffin sections, Western blot |  | The monoclonal antibody B2C10 reacts with galectin-3, a 30 kDa protein. Galectin-3 is a member of the galectin family. The protein is composed of three domains: a small amino-terminal domain, a carboxyl-terminal carbohydrate recognition domain (CRD) and amino-terminal domain containing repeating elements. Galectin-3 is normally distributed in epithelia of many organs and various inflammatory cells, including macrophages, as well as dendritic cells and Kupffer cells. The expression of this lectin is up-regulated during inflammation, cell proliferation, cell differentiation and through trans-activation by viral proteins. The expression is also affected by neoplastic transformation: up-regulated in certain types of lymphomas and thyroid carcinoma, while down-regulated in other types of malignancies, such as colon, breast, ovarian and uterine carcinomas. Galectin-3 has been shown to function through both intracellular and extracellular actions. Related to its intracellular functions, galectin-3 has been identified as a component of heterogeneous nuclear ribonuclear protein (hnRNP), a factor in pre-mRNA splicing, and has been found to control cell cycle and prevent T cell apoptosis. On the other hand, this protein has also been demonstrated to function as extracellular molecule in activating various types of cells, including monocytes/macrophages, mast cells, neutrophils and lymphocytes. Galectin-3 has been shown to mediate cell-cell and cell-extracellular matrix interactions. The monoclonal antibody B2C10 inhibits the binding of 125I-labeled galectin-3 to IgE coated on microtiter plates, the galecin-3’s hemagglutination activity and galectin-3-induced superoxide production by human neutrophils. This inhibitory activity of B2C10 is probably the result of its disruption of the self-association process. The epitope of the monoclonal antibody B2C10 is found within the first 45 amino acids of galectin-3. The antibody B2C10 does not react with Galecin-3C and is cross reactive with mouse galectin-3. | Monoclonal antibodies | 1 ml (100 μg/ml) 0.2 μm filtered protein G purified antibody solution in PBS containing 0.1% bovine serum albumin. | Dilutions to be used depend on detection system applied. It is recommended that users test the reagent and determine their own optimal dilutions. The typical starting working dilution is 1:50. | Recombinant human Galectin-3 | Mouse IgG1 | Human | 1. Liu, F et al; Modulation of functional properties of galectin-3 by monoclonal antibodies binding to the non-lectin domains. Biochemistry 1996, 35: 6073 2. Sano, H et al; Human galectin-3 is a novel chemoattractant for monocytes and macrophages. J Immunol 2000, 165: 2156 3. Feilchenfeldt, J et al; Expression of galactin-3 in normal and malignant thyroid tissue by quantitative PCR and immunohistochemistry. Mod Pathol 2003, 16: 1117 | Product should be stored at 4 °C. Under recommended storage conditions, product is stable for one year. | For research use only. Not for use in or on humans or animals or for diagnostics. It is the responsibility of the user to comply with all local/state and Federal rules in the use of this product. Hycult Biotech is not responsible for any patent infringements that might result with the use of or derivation of this product. | IHC: Endogenous peroxidase activity was blocked by incubation with 1.1% H2O2 for 10 minutes. Nonspecific binding of the second antibody was avoided by preincubation with normal rabbit serum for 15 minutes. FS: 10 mg/ml of B2C10, but not an isotype-matched control mAb, completely inhibited monocyte migration induced by galectin-3 at all concentrations examined (ref. 2).
https://www.hycultbiotech.com/products/types/hm2183-100ug | CD11/CD18 (LFA-1), Human, mAb 24 | 100 µg | Flow cytometry, Frozen sections, Functional studies, Immuno assays, Immuno precipitation |  | The monoclonal antibody 24 recognizes an epitope of 174 kD present on leukocyte integrins, CD11/CD18 (LFA-1) or beta 2-type integrins. The leukocyte integrins are a family of heterodimeric receptors that mediate divalent cation-dependent cellular adhesion reactions. T cells use integrins in essentially all of their functions. Integrins become active following signalling through other membrane receptors, which cause both affinity alteration and an increase in integrin clustering. The monoclonal antibody 24 recognizes a structural feature and is strictly dependent upon the presence of Mg2+. The epitope is located within, or in close proximity to, the three conserved cation binding domains and therefore a measure of Mg2+ bound to the leukocyte integrins and thus reflects functionally active molecules. The epitope can be induced on polymorphonuclear leukocytes and on monocytes. Glu173 and Glu175 of the beta(2) I domain are identified as critical for antibody 24 binding. The monoclonal antibody 24 inhibits monocyte-dependent, antigen specific T cell proliferation and IL-2- activated natural killer cell assays. The antibody does not interfere with mitogen-stimulated T cell proliferation. Furthermore the monoclonal antibody 24 prevents “deadhesion” of receptor/ligand pairs, possible locking leukocyte integrins in an “active” conformation. | Monoclonal antibodies | 1 ml (100 µg/ml) 0.2 µm filtered antibody solution in PBS, containing 0.1% bovine serum albumin. | For immunohistology and flow cytometry dilutions to be used depend on detection system applied. It is recommended that users test the reagent and determine their own optimal dilutions. The typical starting working dilution is 1:50. For functional studies dilutions have to be made according to the amounts activated CD11/CD18 to be inhibited. |  | Mouse IgG1 | Human | 1. Hogg, N et al; An anti-human monocyte/macrophage monoclonal antibody, reacting most strongly with macrophages in lymphoid tissue. Cell Immunol 1985, 92: 247 2. Dransfield, I et al; Regulated expression of Mg2+ binding epitope on leukocyte integrin alpha subunits. EMBO J 1989, 8: 3759 3. Dransfield, I et al; Interaction of leukocyte integrins with ligand is necessary but not sufficient for function. J Cell Biol 1992, 116: 1527 4. Kamata, T et al; The role of the CPNKEKEC sequence in the beta(2) subunit I domain in regulation of integrin alpha(L)beta(2) (LFA-1). J Immunol 2002, 168: 2296 5. Hogg, N et al; T-cell integrins: more than just sticking points. J Cell Sci 2003, 116: 4695 | Product should be stored at 4 °C. Under recommended storage conditions, product is stable for one year. | For research use only. Not for use in or on humans or animals or for diagnostics. It is the responsibility of the user to comply with all local/state and Federal rules in the use of this product. Hycult Biotech is not responsible for any patent infringements that might result with the use of or derivation of this product. |  | LFA-1
https://www.hycultbiotech.com/products/types/hm2180-100ug | PAI-1, Human, mAb MA-55F4C12 | 100 µg | Functional studies, Immuno assays |  | Plasminogen activator inhibitor type-1 (PAI-1), a member of the serine protease inhibitor (serpin) superfamily is an important protein in the regulation of fibrinolysis. PAI-1 is unique among the serpins because of its functional and conformational flexibility. PAI-1 is the most important physiological inhibitor of both tissue-type plasminogen activator (t-PA) and urokinase-type plasminogen activator (u-PA). Increased PAI-1 levels are associated with thrombotic events and is an established risk factor for cardiovascular diseases. The active conformation PAI-1 inhibits its target proteinases by the formation of a stable, inactive complex. Although PAI-1 is synthesized as an active molecule, it converts spontaneously to an inactive, latent form that can be partially reactivated by denaturing agents. In addition, a third conformation reacting as a non-inhibitory substrate towards various target proteinases has been identified. The epitope of monoclonal antibody MA-55F4C12 is within the stretch of 29 amino acids in PAI-1 (region Glu128-Ala131). Glu128, Val129, Glu130, Arg131 and Lys154 are the major determinants. All five residues act cooperatively in the binding to MA-55F4C12 and constitute the epitope. The epitope of the antibody does not cover the complete alpha-helix F and turn connecting alpha-helix F and beta-strand s3A, but is restricted to the hinge region between alpha-helix F and the main part of the PAI-1 molecule. The monoclonal antibody MA-55F4C12 is a 'switching' antibody, capable of inducing a non-inhibitory substrate form of PAI-1. The antibody cross reacts with rat and mouse PAI-1. | Monoclonal antibodies | 1 ml (100 µg/ml) 0.2 µm filtered antibody solution in PBS, containing 0.1% bovine serum albumin. | For inhibition of biological activity dilutions have to be made according to the amounts PAI-1 to be inactivated. |  | Mouse IgG1 | Human | 1. Debrock, S et al; Neutralization of plasminogen activator inhibitor-1 inhibitory properties: identification of two different mechanisms. Biochim Biophys Acta 1997, 1337: 257 2. Bijnens, A et al; Importance of the hinge region between alpha-helix F and the main part of serpins, based upon identification of the epitope of plasminogen activator inhibitor type 1 neutralizing antibodies. J Biol Chem 2000, 275: 6375 3. Naessens, D et al; Elucidation of the epitope of a latency-inducing antibody: identification of a new molecular target for PAI-1 inhibition. Thromb Haemost 2003, 90: 52 | Product should be stored at 4 °C. Under recommended storage conditions, product is stable for one year. | For research use only. Not for use in or on humans or animals or for diagnostics. It is the responsibility of the user to comply with all local/state and Federal rules in the use of this product. Hycult Biotech is not responsible for any patent infringements that might result with the use of or derivation of this product.
https://www.hycultbiotech.com/products/types/hm2179-100ug | PAI-1, Human, mAb MA-33H1F7 | 100 µg | Functional studies, Immuno assays, Western blot |  | Plasminogen activator inhibitor type-1 (PAI-1), a member of the serine protease inhibitor (serpin) superfamily, is an important protein in the regulation of fibrinolysis. PAI-1 is unique among the serpins because of its functional and conformational flexibility. PAI-1 is the most important physiological inhibitor of both tissue-type plasminogen activator (t-PA) and urokinase-type plasminogen activator (u- PA). Increased PAI-1 levels are associated with thrombotic events and is an established risk factor for cardiovascular diseases. The active conformation PAI-1 inhibits its target proteinases by the formation of a stable, inactive complex. Although PAI-1 is synthesized as an active molecule, it converts spontaneously to an inactive, latent form that can be partially reactivated by denaturing agents. In addition, a third conformation reacting as a non-inhibitory substrate towards various target proteinases has been identified. The epitope of monoclonal antibody MA-33H1F7 is predominantly composed of three residues (Lys154/Glu130/Arg131), positioned virtually linearly in the three-dimensional structure. The epitope of the antibody does not cover the complete alpha-helix F and turn connecting alpha-helix F and beta-strand s3A, but is restricted to the hinge region between alpha-helix F and the main part of the PAI-1 molecule. The monoclonal antibody MA-33H1F7 is a ‘switching’ antibody, capable of inducing a non-inhibitory substrate form of PAI-1. It was shown to inhibit PAI-1 in a dose dependent manner. | Monoclonal antibodies | 1 ml (100 µg/ml) 0.2 µm filtered antibody solution in PBS, containing 0.1% bovine serum albumin. | For Western blotting, dilutions to be used depend on detection system applied. It is recommended that users test the reagent and determine their own optimal dilutions. The typical starting working dilution is 1:50. For functional studies, dilutions have to be optimized in user's experimental setting. | Human PAI-1/t-PA complex | Mouse IgG1 | Human | 1. Debrock, S et al; Neutralization of plasminogen activator inhibitor-1 inhibitory properties: identification of two different mechanisms. Biochim Biophys Acta 1997, 1337: 257 2. Berry, C et al; Antithrombotic activity of a monoclonal antibody inducing the substrate form of plasminogen activator inhibitor type 1 in rat models of venous and arterial thrombosis. Br J Pharm 1998, 125: 29 3. Bijnens, A et al; Importance of the hinge region between alpha-helix F and the main part of serpins, based upon identification of the epitope of plasminogen activator inhibitor type 1 neutralizing antibodies. J Biol Chem 2000, 275: 6375 4. Rupin, A et al; Inactivation of plasminogen activator inhibitor-1 accelerates thrombolysis of a platelet-rich thrombus in rat mesenteric arterioles. Thromb Haemst 2001, 86: 1528 5. Sironi, L et al; Effect of valsartan on angiotensin ll-induced plasminogen activator inhibitor-1 biosynthesis in arterial smooth muscle cells. J Am Heart Ass 2001, 37: 961 6. Komissarov, A et al; Redirection of the reaction between activated protein C and a serpin to the substrate pathway. Thromb Res. 2008, 122: 397 | Product should be stored at 4 °C. Under recommended storage conditions, product is stable for at least one year. The exact expiry date is indicated on the label. | For research use only. Not for use in or on humans or animals or for diagnostics. It is the responsibility of the user to comply with all local/state and federal rules in the use of this product. Hycult Biotech is not responsible for any patent infringements that might result from the use or derivation of this product. | W: A non-reduced sample treatment and SDS-Page was used. The band size is 52 kDa (Ref.5). FS: Antibody MA-33H1F7 functions as an antagonist. The antibody was- incubated with active PAI-1 and residual activity was measured by a functional assay (Ref.1). | PAI-1, endothelial plasminogen activator inhibitor, serpin E1
https://www.hycultbiotech.com/products/types/hm2172f-100ug | Proteinase 3, Human, mAb PR3G-2, FITC | 100 µg | Flow cytometry, Functional studies, Immuno assays, Western blot |  | Monoclonal antibody PR3G-2 reacts with human proteinase 3 (PR3), a 30 kDa protein. PR3 is a major antigen recognized by autoantibodies directed against cytoplasmic proteins of neutrophilic granulocytes and monocytes (called anti-neutrophil cytoplasmic autoantibodies (ANCA)). ANCA are able to activate primed neutrophils to produce oxygen radicals and release lytic enzymes, including PR3. Proteinase 3 (PR3) was identified as the target antigen of ANCA in Wegener's granulomatosis (WG). ANCA directed against PR3 (PR3-ANCA) can interfere with the binding of PR3 to its physiological inhibitor alpha1-antitrypsin (alpha1-AT) and with the proteolytic activity of PR3. At the site of inflammation, PR3 can cleave the PR3-ANCA complex between these inhibiting ANCA and PR3 itself, leaving active PR3. Autoantibodies to PR3 are potent activators of the 5-lipoxygenase pathway in primed human neutrophils. Extracellular free arachidonic acid, as present at an inflammatory focus, synergizes with such autoantibodies to evoke full-blown lipid mediator generation, granule secretion and respiratory burst. Proteinase 3 (PR3) is a neutral serine proteinase, which is localized in the azurophilic granules of neutrophils and in granules of monocytes and can be detected in the membrane of secretory vesicles. PR3 degrades a number of extracellular matrix proteins such as elastin and inactivates human C1 inhibitor. Membrane-associated PR3 is also able to activate caspase-3 without triggering apoptosis of neutrophils, which is possibly a neutrophil survival mechanism. In addition, PR3 is involved in myeloid differentiation and is, therefore, also called myeloblastin. The monoclonal antibody PR3G-2 was produced by immunization of mice with a crude granule extract. | Monoclonal antibodies | 1 ml (100 µg/ml) 0.2 µm filtered FITC conjugated antibody solution in PBS, containing 1% bovine serum albumin and 0.02% sodium azide. | For immunohistology, flow cytometry and Western blotting dilutions to be used depend on detection system applied. It is recommended that users test the reagent and determine their own optimal dilutions. The typical starting working dilution is 1:50. |  | Mouse IgG1 | Human | 1. Geld van der, Y et al; Characterization of monoclonal antibodies to proteinase 3 (PR3) as candidate tools for epitope mapping of human anti-PR3 autoantibodies. Clin Exp Immunol 1999, 118: 487 2. Pederzoli, M et al: Proeinase-3 induces procaspase-3 activation in the absence of apoptosis: potential role of this compartmentalized activation of membrane-associated procaspase-3 in neutrophils. J Immunol 2005, 174: 6381 | Product should be stored at 4 °C. Under recommended storage conditions, product is stable for one year. | For research use only. Not for use in or on humans or animals or for diagnostics. It is the responsibility of the user to comply with all local/state and federal rules in the use of this product. Hycult Biotech is not responsible for any patent infringements that might result from the use or derivation of this product. |  | Myeloblastin
https://www.hycultbiotech.com/products/types/hm2172-100ug | Proteinase 3, Human, mAb PR3G-2 | 100 µg | Flow cytometry, Functional studies, Immuno assays, Western blot |  | Monoclonal antibody PR3G-2 reacts with human proteinase 3 (PR3), a 30 kDa protein. PR3 is a major antigen recognized by autoantibodies directed against cytoplasmic proteins of neutrophilic granulocytes and monocytes (called anti-neutrophil cytoplasmic autoantibodies (ANCA)). ANCA are able to activate primed neutrophils to produce oxygen radicals and release lytic enzymes, including PR3. Proteinase 3 (PR3) was identified as the target antigen of ANCA in Wegener's granulomatosis (WG). ANCA directed against PR3 (PR3-ANCA) can interfere with the binding of PR3 to its physiological inhibitor alpha1-antitrypsin (alpha1-AT) and with the proteolytic activity of PR3. At the site of inflammation, PR3 can cleave the PR3-ANCA complex between these inhibiting ANCA and PR3 itself, leaving active PR3. Autoantibodies to PR3 are potent activators of the 5-lipoxygenase pathway in primed human neutrophils. Extracellular free arachidonic acid, as present at an inflammatory focus, synergizes with such autoantibodies to evoke full-blown lipid mediator generation, granule secretion and respiratory burst. Proteinase 3 (PR3) is a neutral serine proteinase, which is localized in the azurophilic granules of neutrophils and in granules of monocytes and can be detected in the membrane of secretory vesicles. PR3 degrades a number of extracellular matrix proteins such as elastin and inactivates human C1 inhibitor. Membrane-associated PR3 is also able to activate caspase-3 without triggering apoptosis of neutrophils, which is possibly a neutrophil survival mechanism. In addition, PR3 is involved in myeloid differentiation and is, therefore, also called myeloblastin. The monoclonal antibody PR3G-2 was produced by immunization of mice with a crude granule extract. | Monoclonal antibodies | 1 ml (100 µg/ml) 0.2 µm filtered antibody solution in PBS, containing 0.1% bovine serum albumin. | For immunohistology, flow cytometry and Western blotting dilutions to be used depend on detection system applied. It is recommended that users test the reagent and determine their own optimal dilutions. The typical starting working dilution is 1:50. |  | Mouse IgG1 | Human | 1. Geld van der, Y et al; Characterization of monoclonal antibodies to proteinase 3 (PR3) as candidate tools for epitope mapping of human anti-PR3 autoantibodies. Clin Exp Immunol 1999, 118: 487 2. Pederzoli, M et al: Proeinase-3 induces procaspase-3 activation in the absence of apoptosis: potential role of this compartmentalized activation of membrane-associated procaspase-3 in neutrophils. J Immunol 2005, 174: 6381 | Product should be stored at 4°C. Under recommended storage conditions, product is stable for one year. | For research use only. Not for use in or on humans or animals or for diagnostics. It is the responsibility of the user to comply with all local/state and federal rules in the use of this product. Hycult Biotech is not responsible for any patent infringements that might result from the use or derivation of this product. |  | Myeloblastin
https://www.hycultbiotech.com/products/types/hm2171f-100ug | Proteinase 3, Human, mAb WGM2, FITC | 100 µg | Flow cytometry, Frozen sections, Functional studies, Immuno assays, Immuno fluorescence, Immuno precipitation, Paraffin sections, Western blot |  | Monoclonal antibody WGM2 reacts with human proteinase 3 (PR3), a 30 kDa protein. PR3 is a major antigen recognized by autoantibodies directed against cytoplasmic proteins of neutrophilic granulocytes and monocytes (so called anti-neutrophil cytoplasmic autoantibodies (ANCA)). ANCA are able to activate primed neutrophils to produce oxygen radicals and release lytic enzymes, including PR3. Proteinase 3 (PR3) was identified as the target antigen of ANCA in Wegener's granulomatosis (WG). ANCA directed against PR3 (PR3-ANCA) can interfere with the binding of PR3 to its physiological inhibitor alpha1-antitrypsin (alpha1-AT) and with the proteolytic activity of PR3. At the site of inflammation PR3 can cleave the complex between these inhibiting ANCA and PR3 itself, leaving active PR3. Autoantibodies to PR3 are potent activators of the 5-lipoxygenase pathway in primed human neutrophils. Extracellular free arachidonic acid, as present at an inflammatory focus, synergizes with such autoantibodies to evoke full-blown lipid mediator generation, granule secretion and respiratory burst. Proteinase 3 (PR3) is a neutral serine proteinase, which is localized in the azurophilic granules of neutrophils and in granules of monocytes and can be detected in the membrane of secretory vesicles. PR3 degrades a number of extracellular matrix proteins such as elastin and inactivates human C1 inhibitor. Membrane-associated PR3 is also able to activate caspase-3 without triggering apoptosis of neutrophils, which is possibly a neutrophil survival mechanism. In addition, PR3 is involved in myeloid differentiation and is, therefore, also called myeloblastin. Monoclonal antibody WGM2 blocks the PR3 activity and partially inhibits the binding of human PR3-ANCA to PR3. | Monoclonal antibodies | 1 ml (100 µg/ml) 0.2 µm filtered FITC conjugated antibody solution in PBS, containing 1% bovine serum albumin and 0.02% sodium azide. | For flow cytometry, Western blotting and immunohistology dilutions to be used depend on detection system applied. It is recommended that users test the reagent and determine their own optimal dilutions. The typical starting working dilution is 1:50. |  | Mouse IgG1 | Human | 1. Csernok, E et al; Ultrastructural localization of proteinase 3, the target antigen of anti-cytoplasmic antibodies circulating in Wegener's granulomatosis. Am.J.Pathol. 1990, 137: 1113. 2. Grimminger, F et al; Neutrophil activation by anti-proteinase 3 antibodies in Wegener´s granulomatosis: role of exogenous arachidonic acid and leukotriene B4 generation. J Exp Med 1996, 184: 1567 3. Geld van der, Y et al; Characterization of monoclonal antibodies to proteinase 3 (PR3) as candidate tools for epitope mapping of human anti-PR3 autoantibodies. Clin Exp Immunol 1999, 118: 487 4. Csernok, E et al; A critical evaluation of commercial immunoassays for antineutrophil cytoplasmic antibodies directed against proteinase 3 and myeloperoxidase in Wegener´s granulomatosis and microscopic polyangiitis. Rheumatology 2002, 41: 1313v 5. Braun, M et al; Proteinase 3, the target antigen of anticytoplasmic antibodies circulating in Wegener´s granulomatosis. Immunolocalization in normal and pathologic tissues. Am J Pathol 1991, 139: 831 6. Braun, M et al; Monoclonal antibody WGM1 directed against proteinase 3: an immunohistochemical marker for naphtol ASD chloroacetate. Hematolo Oncol 1996, 14: 83 7. Pederzoli, M et al: Proeinase-3 induces procaspase-3 activation in the absence of apoptosis: potential role of this compartmentalized activation of membrane-associated procaspase-3 in neutrophils. J Immunol 2005, 174: 6381 | Product should be stored at 4°C. Under recommended storage conditions, product is stable for one year. | For research use only. Not for use in or on humans or animals or for diagnostics. It is the responsibility of the user to comply with all local/state and Federal rules in the use of this product. Hycult Biotech is not responsible for any patent infringements that might result with the use of or derivation of this product. |  | Myeloblastin
https://www.hycultbiotech.com/products/types/hm2171-100ug | Proteinase 3, Human, mAb WGM2 | 100 µg | Flow cytometry, Frozen sections, Functional studies, Immuno assays, Immuno fluorescence, Immuno precipitation, Paraffin sections, Western blot |  | Monoclonal antibody WGM2 reacts with human proteinase 3 (PR3), a 30 kDa protein. PR3 is a major antigen recognized by autoantibodies directed against cytoplasmic proteins of neutrophilic granulocytes and monocytes (so called anti-neutrophil cytoplasmic autoantibodies (ANCA)). ANCA are able to activate primed neutrophils to produce oxygen radicals and release lytic enzymes, including PR3. Proteinase 3 (PR3) was identified as the target antigen of ANCA in Wegener's granulomatosis (WG). ANCA directed against PR3 (PR3-ANCA) can interfere with the binding of PR3 to its physiological inhibitor alpha1-antitrypsin (alpha1-AT) and with the proteolytic activity of PR3. At the site of inflammation PR3 can cleave the complex between these inhibiting ANCA and PR3 itself, leaving active PR3. Autoantibodies to PR3 are potent activators of the 5-lipoxygenase pathway in primed human neutrophils. Extracellular free arachidonic acid, as present at an inflammatory focus, synergizes with such autoantibodies to evoke full-blown lipid mediator generation, granule secretion and respiratory burst. Proteinase 3 (PR3) is a neutral serine proteinase, which is localized in the azurophilic granules of neutrophils and in granules of monocytes and can be detected in the membrane of secretory vesicles. PR3 degrades a number of extracellular matrix proteins such as elastin and inactivates human C1 inhibitor. Membrane-associated PR3 is also able to activate caspase-3 without triggering apoptosis of neutrophils, which is possibly a neutrophil survival mechanism. In addition, PR3 is involved in myeloid differentiation and is, therefore, also called myeloblastin. Monoclonal antibody WGM2 blocks the PR3 activity and partially inhibits the binding of human PR3-ANCA to PR3. | Monoclonal antibodies | 1 ml (100 µg/ml) 0.2 µm filtered antibody solution in PBS, containing 0.1% bovine serum albumin. | For flow cytometry, Western blotting and immunohistology dilutions to be used depend on detection system applied. It is recommended that users test the reagent and determine their own optimal dilutions. The typical starting working dilution is 1:10. For inhibition of biological activity of PR3 dilutions have to be made according to the amounts of proteinase 3 to be inactivated. |  | Mouse IgG1 | Human | 1. Csernok, E et al; Ultrastructural localization of proteinase 3, the target antigen of anti-cytoplasmic antibodies circulating in Wegener's granulomatosis. Am.J.Pathol. 1990, 137: 1113. 2. Grimminger, F et al; Neutrophil activation by anti-proteinase 3 antibodies in Wegener´s granulomatosis: role of exogenous arachidonic acid and leukotriene B4 generation. J Exp Med 1996, 184: 1567 3. Geld van der, Y et al; Characterization of monoclonal antibodies to proteinase 3 (PR3) as candidate tools for epitope mapping of human anti-PR3 autoantibodies. Clin Exp Immunol 1999, 118: 487 4. Csernok, E et al; A critical evaluation of commercial immunoassays for antineutrophil cytoplasmic antibodies directed against proteinase 3 and myeloperoxidase in Wegener´s granulomatosis and microscopic polyangiitis. Rheumatology 2002, 41: 1313v 5. Braun, M et al; Proteinase 3, the target antigen of anticytoplasmic antibodies circulating in Wegener´s granulomatosis. Immunolocalization in normal and pathologic tissues. Am J Pathol 1991, 139: 831 6. Braun, M et al; Monoclonal antibody WGM1 directed against proteinase 3: an immunohistochemical marker for naphtol ASD chloroacetate. Hematolo Oncol 1996, 14: 83 7. Pederzoli, M et al: Proeinase-3 induces procaspase-3 activation in the absence of apoptosis: potential role of this compartmentalized activation of membrane-associated procaspase-3 in neutrophils. J Immunol 2005, 174: 6381 | Product should be stored at 4°C. Under recommended st orage conditions, product is stable for one year. | For research use only. Not for use in or on humans or animals or for diagnostics. It is the responsibility of the user to comply with all local/state and Federal rules in the use of this product. Hycult Biotech is not responsible for any patent infringements that might result with the use of or derivation of this product. |  | Myeloblastin
https://www.hycultbiotech.com/products/types/hm2167-500ug | TCC, Human, mAb aE11 | 0.5 mg | Flow cytometry, Frozen sections, Functional studies, Immuno assays, Immuno fluorescence, Paraffin sections |  | Monoclonal antibody aE11 reacts with a C9 neoantigen of the terminal complement complex (TCC). The three distinct activation pathways of complement converge with the formation of a C5 convertase. The cleavage of C5 by this convertase initiates the lytic or terminal pathway. In contrast to the activation pathways, which require enzymatic cleavage for activation, the terminal pathway relies on conformational changes induced by binding. Binding of C6 facilitates binding of C7 which alters the conformation of the complex. After binding of C8, a variable number of C9 molecules associate with the C5b678 complex, which is also termed- the terminal complement complex (TCC). The formation of TCC causes lysis of cells or can trigger a variety of cellular metabolic pathways resulting in the synthesis and release of inflammatory mediators. The TCC contains neoantigens that are absent from the individual native components.- C9 neoantigens are present both in the membrane-bound (MAC) and the fluid-phase (SC5b-9) complex. TCC is present in normal human plasma and increased in patients with complement activation. | Monoclonal antibodies | 0.5 mg of 0.2 μm filtered protein G purified antibody solution in PBS with a concentration of at least 0.5 mg/ml. | Dilutions to be used depend on detection system applied. It is recommended that users test the reagent and determine their own optimal dilutions. The typical starting working dilution is 1:50. |  | Mouse IgG2a | Human | 1. Mollnes, T et al; Quantification of the terminal complement complex in human plasma by an enzyme-linked immunosorbent assay based on monoclonal antibodies against a neoantigen of the complex. Scand J Immunol 1985, 22: 197 2. Mollnes, T et al; Monoclonal antibodies recognizing a neoantigen of poly(C9) detect the human terminal complement complex in tissue and plasma. Scand J Immunol 1985, 22: 183 3. Pettersen, H et al; Human alveolar macrophages synthesize active complement components C6, C7, and C8 in vitro. Scand J Immunol 1987, 25: 567 4. Berstad, A et al ; Epithelium related deposition of activated complement in Helicobacter pylori associated gastritis. Gut 1997, 40 :196 5. Stewart, M et al. Antiphospholipid antibody-dependent C5b-9 formation. BJH 1997, 96:451 6. Meuwissen, M et al. Colocalisation of intraplauq C reactive protein, complement, oxidised low density lipoprotein, and macrophages in stable and unstable angina and acute myocardial infarction. J Clin Path 2005, 59:126 | Product should be stored at 4°C. Under recommended storage conditions, product is stable for at least one year. The exact expiry date is indicated on the label. | For research use only. Not for use in or on humans or animals or for diagnostics. It is the responsibility of the user to comply with all local/state and federal rules in the use of this product. Hycult Biotech is not responsible for any patent infringements that might result from the use or derivation of this product. | FS: Antibody aE11 inhibits platelet activation by antiphospholipid antibody serum. (Ref.5). IF: Cryosections of 10 μm were dried, fixed in acetone at 4°C for 10 min, dried and blocked for 20 min with PBSA. | Terminal complement complex, MAC complex, complement membrane attack complex, sC5b-9 complex.
https://www.hycultbiotech.com/products/types/hm2167f-100ug | TCC, Human, mAb aE11, FITC | 100 µg | Flow cytometry, Frozen sections, Functional studies, Immuno assays, Immuno fluorescence, Paraffin sections |  | Monoclonal antibody aE11 reacts with a C9 neoantigen of the terminal complement complex (TCC). The three distinct activation pathways of complement converge with the formation of a C5 convertase. The cleavage of C5 by this convertase initiates the lytic or terminal pathway. In contrast to the activation pathways, which require enzymatic cleavage for activation, the terminal pathway relies on conformational changes induced by binding. Binding of C6 facilitates binding of C7 which alters the conformation of the complex. After binding of C8, a variable number of C9 molecules associate with the C5b678 complex, which is also termed- the terminal complement complex (TCC). The formation of TCC causes lysis of cells or can trigger a variety of cellular metabolic pathways resulting in the synthesis and release of inflammatory mediators. The TCC contains neoantigens that are absent from the individual native components.- C9 neoantigens are present both in the membrane-bound (MAC) and the fluid-phase (SC5b-9) complex. TCC is present in normal human plasma and increased in patients with complement activation. | Monoclonal antibodies | 1 ml (100 μg/ml) 0.2 μm filtered protein G purified FITC conjugated antibody solution in PBS containing 1% bovine serum albumin and 0.02% sodium azide. | Dilutions to be used depend on detection system applied. It is recommended that users test the reagent and determine their own optimal dilutions. The typical starting working dilution is 1:50. |  | Mouse IgG2a | Human | 1. Mollnes, T et al; Quantification of the terminal complement complex in human plasma by an enzyme-linked immunosorbent assay based on monoclonal antibodies against a neoantigen of the complex. Scand J Immunol 1985, 22: 197 2. Mollnes, T et al; Monoclonal antibodies recognizing a neoantigen of poly(C9) detect the human terminal complement complex in tissue and plasma. Scand J Immunol 1985, 22: 183 3. Pettersen, H et al; Human alveolar macrophages synthesize active complement components C6, C7, and C8 in vitro. Scand J Immunol 1987, 25: 567 4. Berstad, A et al ; Epithelium related deposition of activated complement in Helicobacter pylori associated gastritis. Gut 1997, 40 :196 5. Stewart, M et al. Antiphospholipid antibody-dependent C5b-9 formation. BJH 1997, 96:451 6. Meuwissen, M et al. Colocalisation of intraplauq C reactive protein, complement, oxidised low density lipoprotein, and macrophages in stable and unstable angina and acute myocardial infarction. J Clin Path 2005, 59:126 | Product should be stored at 4°C. Under recommended storage conditions, product is stable for at least one year. The exact expiry date is indicated on the label. | For research use only. Not for use in or on humans or animals or for diagnostics. It is the responsibility of the user to comply with all local/state and federal rules in the use of this product. Hycult Biotech is not responsible for any patent infringements that might result from the use or derivation of this product. | FS: Antibody aE11 inhibits platelet activation by antiphospholipid antibody serum. (Ref.5). IF: Cryosections of 10 μm were dried, fixed in acetone at 4°C for 10 min, dried and blocked for 20 min with PBSA. | Terminal complement complex, MAC complex, complement membrane attack complex, sC5b-9 complex.
https://www.hycultbiotech.com/products/types/hm2167-100ug | TCC, Human, mAb aE11 | 100 µg | Flow cytometry, Frozen sections, Functional studies, Immuno assays, Immuno fluorescence, Paraffin sections |  | Monoclonal antibody aE11 reacts with a C9 neoantigen of the terminal complement complex (TCC). The three distinct activation pathways of complement converge with the formation of a C5 convertase. The cleavage of C5 by this convertase initiates the lytic or terminal pathway. In contrast to the activation pathways, which require enzymatic cleavage for activation, the terminal pathway relies on conformational changes induced by binding. Binding of C6 facilitates binding of C7 which alters the conformation of the complex. After binding of C8, a variable number of C9 molecules associate with the C5b678 complex, which is also termed- the terminal complement complex (TCC). The formation of TCC causes lysis of cells or can trigger a variety of cellular metabolic pathways resulting in the synthesis and release of inflammatory mediators. The TCC contains neoantigens that are absent from the individual native components.- C9 neoantigens are present both in the membrane-bound (MAC) and the fluid-phase (SC5b-9) complex. TCC is present in normal human plasma and increased in patients with complement activation. | Monoclonal antibodies | 1 ml (100 μg/ml) 0.2 μm filtered protein G purified antibody solution in PBS containing 0.1% bovine serum albumin. The endotoxin concentration is < 24 EU/mg, determined with HIT302 LAL Assay. | Dilutions to be used depend on detection system applied. It is recommended that users test the reagent and determine their own optimal dilutions. The typical starting working dilution is 1:50. |  | Mouse IgG2a | Human | 1. Mollnes, T et al; Quantification of the terminal complement complex in human plasma by an enzyme-linked immunosorbent assay based on monoclonal antibodies against a neoantigen of the complex. Scand J Immunol 1985, 22: 197 2. Mollnes, T et al; Monoclonal antibodies recognizing a neoantigen of poly(C9) detect the human terminal complement complex in tissue and plasma. Scand J Immunol 1985, 22: 183 3. Pettersen, H et al; Human alveolar macrophages synthesize active complement components C6, C7, and C8 in vitro. Scand J Immunol 1987, 25: 567 4. Berstad, A et al ; Epithelium related deposition of activated complement in Helicobacter pylori associated gastritis. Gut 1997, 40 :196 5. Stewart, M et al. Antiphospholipid antibody-dependent C5b-9 formation. BJH 1997, 96:451 6. Meuwissen, M et al. Colocalisation of intraplauq C reactive protein, complement, oxidised low density lipoprotein, and macrophages in stable and unstable angina and acute myocardial infarction. J Clin Path 2005, 59:126 | Product should be stored at 4°C. Under recommended storage conditions, product is stable for at least one year. The exact expiry date is indicated on the label. | For research use only. Not for use in or on humans or animals or for diagnostics. It is the responsibility of the user to comply with all local/state and federal rules in the use of this product. Hycult Biotech is not responsible for any patent infringements that might result from the use or derivation of this product. | FS: Antibody aE11 inhibits platelet activation by antiphospholipid antibody serum. (Ref.5). IF: Cryosections of 10 μm were dried, fixed in acetone at 4°C for 10 min, dried and blocked for 20 min with PBSA. | Terminal complement complex, MAC complex, complement membrane attack complex, sC5b-9 complex.
https://www.hycultbiotech.com/products/types/hm2157-100ug | CD163, Human, mAb RM3/1 | 100 µg | Flow cytometry, Frozen sections, Functional studies, Immuno fluorescence, Immuno precipitation, Western blot |  | The monoclonal antibody RM3/1 recognizes CD163, a 130 kDa type I membrane glycoprotein, which is expressed exclusively in the monocyte/macrophage system. CD163 is a member of the cysteine-rich scavenger receptor superfamily. CD163 is an acute phase regulated receptor for the hemoglobin-haptoglobin complex. Another important function of CD163 seems to be in the adhesion of monocytes to activated endothelial cells. The expression levels of CD163 vary during the course of macrophage differentiation. The highest levels are found on tissue macrophages whereas bone marrow-derived cells are CD163 negative. CD163 positive cells include skin histiocytes, gut, Kupffer cells, and macrophages in spleen, thymus placenta and inflamed or tumorous tissues. The protein expression is markedly induced by glucocorticoids, IL-6 and IL-10 while down-regulated by cyclosporin A and by phorbol esters. CD163 can be cleaved to release to soluble form (sCD163). PMA can induce the shedding of sCD163. Intravenous lipopolysaccharide (LPS) produces a rapid rise of sCD163 in plasma of patient as it induces metalloproteinase-mediated shedding from monocytes surface. sCD163 in plasma is a parameter in diseases affecting macrophage function and monocyte/macrophage load in the body. The concentration of sCD163 is probably reflecting the number of macrophages of the 'alternative macrophage activation' phenotype with a high CD163 expression playing a major role in dampening the inflammatory response and scavenging components of damaged cells. As such sCD163 can be important as a disease marker in inflammatory conditions e.g. infection, autoimmune disease, transplantation, atherosclerosis and cancer. The monoclonal antibody RM3/1 can be used for macrophage phenotyping..The RM3/1 antigen expression is restricted to human monocytes and macrophages that evolve in the late phase of inflammation, predominantly macrophages of healing tissue. For macrophages in the synovialis of patients with rheumatoid arthritis; in alveolar macrophages and in Kupffer cells a double staining can be observed with the monoclonal antibody 25F9 (HM2158) recognizing- mature macrophages, which is not the case in other tissues. | Monoclonal antibodies | 1 ml (100 µg/ml) 0.2 µm filtered antibody solution in PBS, containing 0.02% sodium azide and 0.1% bovine serum albumin. | For immunohistology, flow cytometry and Western blotting dilutions to be used depend on detection system applied. It is recommended that users test the reagent and determine their own optimal dilutions. The typical starting working dilution is 1:10. CD163 is sensitive to ionic detergents and to chloroform/methanol treatment. | Human monocytes (epitope recognized SRCR domain 9) | Mouse IgG1 | Human | 1. Zwadlo, G et al; A monoclonal antibody to a novel differentiation antigen on human macrophages associated with the down-regulatory phase of the inflammatory process. Expl Cell Biol 1987, 55: 295 2. Högger, P et al; Identification of the integral membrane protein RM3/1 on human monocytes as a glucocorticoid-inducible member of the scavenger receptor cysteine-rich family (CD163). J Immunol 1998, 161: 1883 3. Droste, A et al; Shedding of CD163, a novel regulatory mechanism for a member of the scavenger receptor cysteine-rich family. Biochem Biophys Res Commun 1999, 256: 110 4. Frings, W et al; Only the soluble form of the scavenger receptor CD163 acts inhibitory on phorbol ester-activated T-lymphocytes, whereas membrane-bound protein has no effect. FEBS Lett 2002, 526: 93 5. Komohara, Y et al; AM-3K, an anti-macrophage antibody, recognizes CD163, a molecule associated with an anti-inflammatory macrophage phenotype. J Histochem Cytochem 2006, 54: 763 | Product should be stored at 4°C. Under recommended storage conditions, product is stable for one year. | For research use only. Not for use in or on humans or animals or for diagnostics. It is the responsibility of the user to comply with all local/state and Federal rules in the use of this product. Hycult Biotech is not responsible for any patent infringements that might result with the use of or derivation of this product. | FC: Permeabilization as well as no permeabilization is used. Block cells with 1% BSA for 30';at 4°;C (Ref 5) FS: Reduction of CD69 expression by adding 2.5 µg/ml RM3/1 to 5x105 human T-lymfocytes in presence of exogenous CD163 (Ref 2). IF: Transfected CHO-cells were plated on coverslips and fixed in 4% paraformaldehyde for 2';. Cells were stained with 4 µg/ml RM3/1 for 60'. IP: 10 µg RM3/1 was covalently coupled to beads (with 20 mM dimethyl pimelimidate), blocked with 0.2 M glycine buffer for 2 hr and incubated with cell lysate for 2 hr (Ref 5). W: SDS-PAGE under non-denatured condition. Block blot with 1% skimmed milk for 1h and incubate with RM3/1 (0.4 µg/ml) in 0.1%BSA/TBS for 1h. Detection of ~130 kDa product in spleens extracted in presence of NP-40 or in glucocorticoid-treated human monocytes. (Ref 2,5) | Scavenger receptor cysteine-rich type 1 protein M130, Hemoglobin scavenger receptor
https://www.hycultbiotech.com/products/types/hm2146-100ug | Thrombomodulin, Human, mAb RTM96 | 100 µg | Flow cytometry, Functional studies, Western blot |  | Monoclonal antibody RTM96 recognizes thrombomodulin (a C-type lectin also known as CD141), a complex molecule located on the endothelium and a key feature in the protein C pathway. The protein C anticoagulant pathway serves as a major system for controlling coagulation and limiting inflammatory responses, and potentially decreasing endothelial cell apoptosis in response to inflammatory cytokines and ischemia. The essential components of the pathway involve thrombin, thrombomodulin, the endothelial cell protein C receptor (EPCR), protein C and protein S. Thrombomodulin binds thrombin, directly inhibiting its clotting and cell activation potential while at the same time augmenting protein C. The endothelial cell protein C receptor (EPCR) augments protein C activation by the thrombin-TM complex more than 10-fold. TM also accelerates thrombin activation of a plasma procarboxypeptidase B, named thrombin activatable fibrinolysis inhibitor or TAFI resulting in slowing clot lysis. The inhibited thrombin rapidly dissociates from thrombomodulin, regenerating the anticoagulant surface. Thrombomodulin also has direct anti-inflammatory activity, minimizing cytokine formation in the endothelium and decreasing leukocyte-endothelial cell adhesion. Thrombomodulin inhibits leukocyte binding to activated endothelium. TM has been detected in a variety of cells and tissues in adults and during development, including astrocytes in the brain, keratinocytes, endothelial cells, mesothelial cells of the peritoneum, and circulating neutrophils, monocytes, and platelets. During fetal development, TM plays a central role in controlling the growth and survival of trophoblast cells in the placenta, a function essential for the maintenance of pregnancy. Thrombin binding to thrombomodulin involves anion binding exosite 1 on thrombin and epidermal growth factor (EGF) domains 4 to 6 on thrombomodulin. The monoclonal antibody RTM96 reacts with the EGF4 domain, thereby inhibiting the biological activity of thrombomodulin. | Monoclonal antibodies | 1 ml (100 µg/ml) 0.2 µm filtered antibody solution in PBS, containing 0.1% bovine serum albumin. | For flow cytometry and Western blotting dilutions to be used depend on detection system applied. It is recommended that users test the reagent and determine their own optimal dilutions. The typical starting working dilution is 1:10. For inhibition of biological activity in vitro dilutions have to be made according to the amount of thrombomodulin to be inactivated. |  | Rat IgG2a | Human | 1. Domotor, E et al; Activated protein C alters cytosolic calcium flux in human brain endothelium via binding to endothelial protein C receptor and activation of protease activated receptor-1. Blood 2003, 101: 4797 2. Sturn, D et al; Expression and function of the endothelial protein C receptor in human neutrophils. Blood 2003, 102: 1499 3. Charles, T et al; The protein C pathway. Chest 2003, 124: 26S 4. Wouwer, M van de et al; Novel functions of thrombomodulin in inflammation. Crit Care Med 2004, 5: 254. | Product should be stored at 4 °C. Under recommended storage conditions, product is stable for one year. | For research use only. Not for use in or on humans or animals or for diagnostics. It is the responsibility of the user to comply with all local/state and Federal rules in the use of this product. Hycult Biotech is not responsible for any patent infringements that might result with the use of or derivation of this product.
https://www.hycultbiotech.com/products/types/hm2145f-100ug | EPCR, Human, mAb RCR-252, FITC | 100 µg | Flow cytometry, Functional studies, Immuno precipitation, Western blot |  | The monoclonal antibody RCR-252 recognizes human endothelial protein C receptor (EPCR), a highly glycosylated type I transmembrane protein of 221-amino-acids. These amino acids comprise an extracellular domain, a 25-aa transmembrane domain, and a short (3 aa) intracytoplasmic sequence coding for an ~46 kDa protein. Deglycosylation will reduce the protein mass to 25 kDa. EPCR is expressed strongly on the endothelial cells of arteries and veins in heart and lung, less intensely in capillaries in the lung and skin, and not at all in the endothelium of small vessels of the liver and kidney. EPCR is the receptor for protein C, a key player in the anticoagulation pathway. The protein C anticoagulant pathway serves as a major system for controling thrombosis, limiting inflammatory responses, and potentially decreasing endothelial cell apoptosis in response to inflammatory cytokines and ischemia. The essential components of the pathway include thrombin, thrombomodulin, the endothelial cell protein C receptor (EPCR), protein C and protein S. The pathway is initiated when thrombin binds to thrombomodulin on the surface of endothelium. EPCR augments protein C activation by binding protein C and presenting it to the thrombin-thrombomodulin activation complex. Activated protein C (aPC) retains its ability to bind EPCR, and this complex appears to be involved in some of the cellular signaling mechanisms that down-regulate inflammatory cytokine formation (TNF, IL-6). EPCR is shed from the vasculature by inflammatory mediators and thrombin. EPCR binds to activated neutrophils in a process that involves proteinase 3 and Mac-1. Furthermore, EPCR can undergo translocation from the plasma membrane to the nucleus. EPCR can be cleaved to release a soluble form (sEPCR) in the circulation. This sEPCR is detected as a single species of 43 kDa, resulting from shedding of membrane EPCR by the action of a metalloprotease,- which is stimulated by thrombin and by some inflammatory mediators. Soluble EPCR binds PC and aPC with similar affinity, but its binding to aPC inhibits the anticoagulant activity of aPC by blocking its binding to phospholipids and by abrogating its ability to inactivate factor Va. sEPCR- can be detected in plasma. In normal persons, sEPCR is present in levels of 83.6 +/- 17.2 ng/ml. Elevated levels of sEPCR are positively correlated to a higher risk for thrombosis. Furthermore, a haplotype (A3 allele) has been linked to elevated levels of sEPCR (264 +/-174 ng/ml). | Monoclonal antibodies | 1 ml (100 μg/ml) 0.2 μm filtered protein G purified FITC conjugated antibody solution in PBS, containing 1.0% bovine serum and 0.02% sodium azide. | Dilutions to be used depend on detection system applied. It is recommended that users test the reagent and determine their own optimal dilutions. The typical starting working dilution is 1:50. | Human EPCR-positive RE-1 cells | Rat IgG1 | Human | 1. Ye, X et al; The endothelial cell protein C receptor (EPCR) functions as a primary receptor for protein C activation on endothelial cells in arteries, veins, and capillaries. Biochem Biophys Res Commun 1999, 259: 671 2. D&ouml;m&ouml;t&ouml;r, E et al; Activated protein C alters cytosolic calcium flux in human brain endothelium via binding to endothelial protein C receptor and activation of protease activated receptor-1. Blood 2003, 101: 4797 3. Sturn, D et al; Expression and function of the endothelial protein C receptor in human neutrophils. Blood 2003, 102: 1499 4. Finigan, J et al; Activated protein C mediates novel lung endothelial barriere enhancement. J Biol Chem 2005, 280: 17286 5. Bae J et al; Receptors of the protein C activation and activated protein C signaling pathways are colocalized in lipid rafts of endothelial cells. PNAS 2006, 104: 2867 | Product should be stored at 4 °C. Under recommended storage conditions, product is stable for at least one year. The exact expiry date is indicated on the label. | For research use only. Not for use in or on humans or animals or for diagnostics. It is the responsibility of the user to comply with all local/state and federal rules in the use of this product. Hycult Biotech is not responsible for any patent infringements that might result from the use or derivation of this product. | FC: Antibody RCR-252 stains the extracellular domain of human EPCR. As positive control RE-1 cells were used and as negative control N1 cells. (Ref.1) W: A non-reduced sample treatment was used. The observed band size is 50 kDa (Ref.5). FS: Antibody RCR-252 functions as blocking antbody. It ablates APC binding to EPCR and blocks APC-mediated signaling. The antibody was functionally tested by pretreatment of cells with 10-25 µg/ml RCR-252 (Ref.1-4). | Activated protein C receptor, CD201, Endothelial cell protein C receptor Gene name: PROCR
https://www.hycultbiotech.com/products/types/hm2145-100ug | EPCR, Human, mAb RCR-252 | 100 µg | Flow cytometry, Functional studies, Immuno precipitation, Western blot |  | The monoclonal antibody RCR-252 recognizes human endothelial protein C receptor (EPCR), a highly glycosylated type I transmembrane protein of 221-amino-acids. These amino acids comprise an extracellular domain, a 25-aa transmembrane domain, and a short (3 aa) intracytoplasmic sequence coding for an ~46 kDa protein. Deglycosylation will reduce the protein mass to 25 kDa. EPCR is expressed strongly on the endothelial cells of arteries and veins in heart and lung, less intensely in capillaries in the lung and skin, and not at all in the endothelium of small vessels of the liver and kidney. EPCR is the receptor for protein C, a key player in the anticoagulation pathway. The protein C anticoagulant pathway serves as a major system for controling thrombosis, limiting inflammatory responses, and potentially decreasing endothelial cell apoptosis in response to inflammatory cytokines and ischemia. The essential components of the pathway include thrombin, thrombomodulin, the endothelial cell protein C receptor (EPCR), protein C and protein S. The pathway is initiated when thrombin binds to thrombomodulin on the surface of endothelium. EPCR augments protein C activation by binding protein C and presenting it to the thrombin-thrombomodulin activation complex. Activated protein C (aPC) retains its ability to bind EPCR, and this complex appears to be involved in some of the cellular signaling mechanisms that down-regulate inflammatory cytokine formation (TNF, IL-6). EPCR is shed from the vasculature by inflammatory mediators and thrombin. EPCR binds to activated neutrophils in a process that involves proteinase 3 and Mac-1. Furthermore, EPCR can undergo translocation from the plasma membrane to the nucleus. EPCR can be cleaved to release a soluble form (sEPCR) in the circulation. This sEPCR is detected as a single species of 43 kDa, resulting from shedding of membrane EPCR by the action of a metalloprotease,- which is stimulated by thrombin and by some inflammatory mediators. Soluble EPCR binds PC and aPC with similar affinity, but its binding to aPC inhibits the anticoagulant activity of aPC by blocking its binding to phospholipids and by abrogating its ability to inactivate factor Va. sEPCR- can be detected in plasma. In normal persons, sEPCR is present in levels of 83.6 +/- 17.2 ng/ml. Elevated levels of sEPCR are positively correlated to a higher risk for thrombosis. Furthermore, a haplotype (A3 allele) has been linked to elevated levels of sEPCR (264 +/-174 ng/ml). | Monoclonal antibodies | 1 ml (100 μg/ml) 0.2 μm filtered protein G purified antibody solution in PBS, containing 0.1% bovine serum. | Dilutions to be used depend on detection system applied. It is recommended that users test the reagent and determine their own optimal dilutions. The typical starting working dilution is 1:50. | Human EPCR-positive RE-1 cells | Rat IgG1 | Human | 1. Ye, X et al; The endothelial cell protein C receptor (EPCR) functions as a primary receptor for protein C activation on endothelial cells in arteries, veins, and capillaries. Biochem Biophys Res Commun 1999, 259: 671 2. D&ouml;m&ouml;t&ouml;r, E et al; Activated protein C alters cytosolic calcium flux in human brain endothelium via binding to endothelial protein C receptor and activation of protease activated receptor-1. Blood 2003, 101: 4797 3. Sturn, D et al; Expression and function of the endothelial protein C receptor in human neutrophils. Blood 2003, 102: 1499 4. Finigan, J et al; Activated protein C mediates novel lung endothelial barriere enhancement. J Biol Chem 2005, 280: 17286 5. Bae J et al; Receptors of the protein C activation and activated protein C signaling pathways are colocalized in lipid rafts of endothelial cells. PNAS 2006, 104: 2867 | Product should be stored at 4 °C. Under recommended storage conditions, product is stable for one year. | For research use only. Not for use in or on humans or animals or for diagnostics. It is the responsibility of the user to comply with all local/state and Federal rules in the use of this product. Hycult Biotech is not responsible for any patent infringements that might result with the use of or derivation of this product. | FC: Antibody RCR-252 stains the extracellular domain of human EPCR. As positive control RE-1 cells were used and as negative control N1 cells. (Ref.1) W: A non-reduced sample treatment was used. The observed band size is 50 kDa (Ref.5). FS: Antibody RCR-252 functions as blocking antbody. It ablates APC binding to EPCR and blocks APC-mediated signaling. The antibody was functionally tested by pretreatment of cells with 10-25 µg/ml RCR-252 (Ref.1-4). | Activated protein C receptor, CD201, Endothelial cell protein C receptor Gene name: PROCR
https://www.hycultbiotech.com/products/types/hm2144-100ug | EPCR, Human, mAb RCR-379 | 100 µg | Flow cytometry, Frozen sections, Functional studies |  | The monoclonal antibody RCR-252 recognizes human endothelial protein C receptor (EPCR), a highly glycosylated type I transmembrane protein of 221-amino-acids. These amino acids comprise an extracellular domain, a 25-aa transmembrane domain, and a short (3 aa) intracytoplasmic sequence coding for an ~46 kDa protein. Deglycosylation will reduce the protein mass to 25 kDa. EPCR is expressed strongly on the endothelial cells of arteries and veins in heart and lung, less intensely in capillaries in the lung and skin, and not at all in the endothelium of small vessels of the liver and kidney. EPCR is the receptor for protein C, a key player in the anticoagulation pathway. The protein C anticoagulant pathway serves as a major system for controling thrombosis, limiting inflammatory responses, and potentially decreasing endothelial cell apoptosis in response to inflammatory cytokines and ischemia. The essential components of the pathway include thrombin, thrombomodulin, the endothelial cell protein C receptor (EPCR), protein C and protein S. The pathway is initiated when thrombin binds to thrombomodulin on the surface of endothelium. EPCR augments protein C activation by binding protein C and presenting it to the thrombin-thrombomodulin activation complex. Activated protein C (aPC) retains its ability to bind EPCR, and this complex appears to be involved in some of the cellular signaling mechanisms that down-regulate inflammatory cytokine formation (TNF, IL-6). EPCR is shed from the vasculature by inflammatory mediators and thrombin. EPCR binds to activated neutrophils in a process that involves proteinase 3 and Mac-1. Furthermore, EPCR can undergo translocation from the plasma membrane to the nucleus. EPCR can be cleaved to release a soluble form (sEPCR) in the circulation. This sEPCR is detected as a single species of 43 kDa, resulting from shedding of membrane EPCR by the action of a metalloprotease,- which is stimulated by thrombin and by some inflammatory mediators. Soluble EPCR binds PC and aPC with similar affinity, but its binding to aPC inhibits the anticoagulant activity of aPC by blocking its binding to phospholipids and by abrogating its ability to inactivate factor Va. sEPCR- can be detected in plasma. In normal persons, sEPCR is present in levels of 83.6 +/- 17.2 ng/ml. Elevated levels of sEPCR are positively correlated to a higher risk for thrombosis. Furthermore, a haplotype (A3 allele) has been linked to elevated levels of sEPCR (264 +/-174 ng/ml). | Monoclonal antibodies | 1 ml (100 µg/ml) 0.2 µm filtered antibody solution in PBS, containing 0.1% bovine serum albumin. | For immunohistology and flow cytometry dilutions to be used depend on detection system applied. It is recommended that users test the reagent and determine their own optimal dilutions. The typical starting working dilution is 1:10. For inhibition of biological activity dilutions have to be made according to the amounts EPCR to be inhibited. |  | Rat IgG2a | Human | Ye, X et al; The endothelial cell protein C receptor (EPCR) functions as a primary receptor for protein C activation on endothelial cells in arteries, veins, and capillaries. Biochem biophys res commun 1999, 259: 671 | Product should be stored at 4 °C. Under recommended storage conditions, product is stable for one year. | For research use only. Not for use in or on humans or animals or for diagnostics. It is the responsibility of the user to comply with all local/state and Federal rules in the use of this product. Hycult Biotech is not responsible for any patent infringements that might result with the use of or derivation of this product.
https://www.hycultbiotech.com/products/types/hm2138-500ug | LOX-1, Human, mAb 23C11, functional study antibody, low endotoxin | 0.5 mg | Flow cytometry, Functional studies, Immuno fluorescence, Paraffin sections |  | The monoclonal antibody 23C11 recognizes oxidized low-density lipoprotein receptor-1 (LOX-1). LOX-1 is a single-pass type II membrane protein (~45 kDa) and belongs to the C-type lectin-like protein superfamily. LOX-1 is expressed at high level in endothelial cells and vascular-rich organs such as placenta, lung, liver, brain aortic intima, bone marrow, spinal cord and substantia nigra. It is also expressed on the surface of dendritic cells. This unique scavenger receptor LOX-1 plays important roles in atherogenesis. LOX-1 mediates the recognition, internalization and degradation of oxidatively modified low density lipoprotein (oxLDL) by vascular endothelial cells. OxLDL is a marker of atherosclerosis, inducing vascular endothelial cell activation and dysfunction, resulting in pro-inflammatory responses, pro-oxidative conditions and apoptosis. LOX-1 associates with oxLDL inducing the activation of NF-kappa-B through an increased production of intracellular reactive oxygen and a variety of pro-atherogenic cellular responses including a reduction of nitric oxide (NO) release, monocyte adhesion and apoptosis. In addition to binding oxLDL, LOX-1 acts as a receptor for the HSP70 protein involved in antigen cross-presentation to naive T-cells in dendritic cells, thereby participating in cell-mediated antigen cross-presentation. LOX-1 is involved in the inflammatory process, by acting as a leukocyte-adhesion molecule at the vascular interface in endotoxin-induced inflammation. LOX-1 also acts as a receptor for advanced glycation end (AGE) products, activated platelets, monocytes, apoptotic cells and both Gram-negative and Gram-positive bacteria. The LOX-1 gene is a so-called immediate early gene that is dynamically modulated by several factors in vitro and in vivo. LOX-1 expression is induced by stimuli such as inflammatory cytokines, OxLDL, TNF-alpha, TGF-beta, and ANG II in vitro, and several proatherogenic factors in vivo. Monoclonal antibody 23C11 neutralizes LOX-1 and inhibits Hsp70 binding to dendritic cells and Hsp70-induced antigen cross-presentation. In vivo, targeting LOX-1 with a tumor antigen using anti-LOX-1 antibody 23C11 induces anti-tumor immunity. | Monoclonal antibodies | 0.5 mg 0.2 μm filtered protein G purified antibody solution in PBS with a concentration of at least 0.5 mg/ml. The endotoxin concentration is < 24 EU/mg, determined with HIT302 LAL Assay. | For flow cytometry dilutions to be used depend on detection system applied. It is recommended that users test the reagent and determine their own optimal dilutions. The typical starting working dilution is 1:50. For functional studies, in vitro dilutions have to be optimized in user's experimental settting. | Fusion protein of extracellular domain (aa 71-273) of human LOX-1 with murine Fc&#947;1 (LOX-1-muFc) produced in PEAK cells | Mouse IgG1 | Human | 1. Delneste, Y et al; Involvement of LOX-1 in dendritic cell-mediated antigen cross-presentation. Immunity 2002, 17: 353 2. Jeannin, P et al; Complexity and complementarity of outer membrane protein A recognition by cellular and humoral innate immunity receptors. Immunity 2005, 22: 551 3. Parlato, S et al; LOX-1 as a natural IFN-;-mediated signal for apoptotic cell uptake and antigen presentation in edndritic cells. Blood 2010, 115: 1554 | Product should be stored at 4 °C. Under recommended storage conditions, product is stable for one year. | For research use only. Not for use in or on humans or animals or for diagnostics. It is the responsibility of the user to comply with all local/state and Federal rules in the use of this product. Hycult Biotech is not responsible for any patent infringements that might result with the use or derivation of this product. | FC: 10 µg/ml antibody used on human peripheral blood myeloid DC and macrophages FS: antibody totally prevented Hsp70 binding to LOX-1-CHO but not mock-transfected CHO cells (Ref 1) | Lectin-like oxidized LDL receptor 1, Ox-LDL receptor 1, C-type lectin domain family 8 member A
https://www.hycultbiotech.com/products/types/hm2138f-100ug | LOX-1, Human, mAb 23C11, FITC | 100 µg | Flow cytometry, Functional studies, Immuno fluorescence, Paraffin sections |  | The monoclonal antibody 23C11 recognizes oxidized low-density lipoprotein receptor-1 (LOX-1). LOX-1 is a single-pass type II membrane protein (~45 kDa) and belongs to the C-type lectin-like protein superfamily. LOX-1 is expressed at high level in endothelial cells and vascular-rich organs such as placenta, lung, liver, brain aortic intima, bone marrow, spinal cord and substantia nigra. It is also expressed on the surface of dendritic cells. This unique scavenger receptor LOX-1 plays important roles in atherogenesis. LOX-1 mediates the recognition, internalization and degradation of oxidatively modified low density lipoprotein (oxLDL) by vascular endothelial cells. OxLDL is a marker of atherosclerosis, inducing vascular endothelial cell activation and dysfunction, resulting in pro-inflammatory responses, pro-oxidative conditions and apoptosis. LOX-1 associates with oxLDL inducing the activation of NF-kappa-B through an increased production of intracellular reactive oxygen and a variety of pro-atherogenic cellular responses including a reduction of nitric oxide (NO) release, monocyte adhesion and apoptosis. In addition to binding oxLDL, LOX-1 acts as a receptor for the HSP70 protein involved in antigen cross-presentation to naive T-cells in dendritic cells, thereby participating in cell-mediated antigen cross-presentation. LOX-1 is involved in the inflammatory process, by acting as a leukocyte-adhesion molecule at the vascular interface in endotoxin-induced inflammation. LOX-1 also acts as a receptor for advanced glycation end (AGE) products, activated platelets, monocytes, apoptotic cells and both Gram-negative and Gram-positive bacteria. The LOX-1 gene is a so-called immediate early gene that is dynamically modulated by several factors in vitro and in vivo. LOX-1 expression is induced by stimuli such as inflammatory cytokines, OxLDL, TNF-alpha, TGF-beta, and ANG II in vitro, and several proatherogenic factors in vivo. Monoclonal antibody 23C11 neutralizes LOX-1 and inhibits Hsp70 binding to dendritic cells and Hsp70-induced antigen cross-presentation. In vivo, targeting LOX-1 with a tumor antigen using anti-LOX-1 antibody 23C11 induces anti-tumor immunity. | Monoclonal antibodies | 1 ml (100 µg/ml) 0.2 µm filtered FITC conjugated antibody solution in PBS, containing 1% bovine serum albumin and 0.02% sodium azide. | For flow cytometry dilutions to be used depend on detection system applied. It is recommended that users test the reagent and determine their own optimal dilutions. The typical starting working dilution is 1:50. For functional studies, in vitro dilutions have to be optimized in user's experimental settting. | Fusion protein of extracellular domain (aa 71-273) of human LOX-1 with murine Fc&#947;1 (LOX-1-muFc) produced in PEAK cells | Mouse IgG1 | Human | 1. Delneste, Y et al; Involvement of LOX-1 in dendritic cell-mediated antigen cross-presentation. Immunity 2002, 17: 353 2. Jeannin, P et al; Complexity and complementarity of outer membrane protein A recognition by cellular and humoral innate immunity receptors. Immunity 2005, 22: 551 3. Parlato, S et al; LOX-1 as a natural IFN-;-mediated signal for apoptotic cell uptake and antigen presentation in edndritic cells. Blood 2010, 115: 1554 | Product should be stored at 4 °C. Under recommended storage conditions, product is stable for one year. | For research use only. Not for use in or on humans or animals or for diagnostics. It is the responsibility of the user to comply with all local/state and Federal rules in the use of this product. Hycult Biotech is not responsible for any patent infringements that might result with the use or derivation of this product. | FC: 10 µg/ml antibody used on human peripheral blood myeloid DC and macrophages FS: antibody totally prevented Hsp70 binding to LOX-1-CHO but not mock-transfected CHO cells (Ref 1) | Lectin-like oxidized LDL receptor 1, Ox-LDL receptor 1, C-type lectin domain family 8 member A
https://www.hycultbiotech.com/products/types/hm2138bt-50ug | LOX-1, Human, mAb 23C11, biotinylated | 50 µg | Flow cytometry, Functional studies, Immuno fluorescence, Paraffin sections |  | The monoclonal antibody 23C11 recognizes oxidized low-density lipoprotein receptor-1 (LOX-1). LOX-1 is a single-pass type II membrane protein (~45 kDa) and belongs to the C-type lectin-like protein superfamily. LOX-1 is expressed at high level in endothelial cells and vascular-rich organs such as placenta, lung, liver, brain aortic intima, bone marrow, spinal cord and substantia nigra. It is also expressed on the surface of dendritic cells. This unique scavenger receptor LOX-1 plays important roles in atherogenesis. LOX-1 mediates the recognition, internalization and degradation of oxidatively modified low density lipoprotein (oxLDL) by vascular endothelial cells. OxLDL is a marker of atherosclerosis, inducing vascular endothelial cell activation and dysfunction, resulting in pro-inflammatory responses, pro-oxidative conditions and apoptosis. LOX-1 associates with oxLDL inducing the activation of NF-kappa-B through an increased production of intracellular reactive oxygen and a variety of pro-atherogenic cellular responses including a reduction of nitric oxide (NO) release, monocyte adhesion and apoptosis. In addition to binding oxLDL, LOX-1 acts as a receptor for the HSP70 protein involved in antigen cross-presentation to naive T-cells in dendritic cells, thereby participating in cell-mediated antigen cross-presentation. LOX-1 is involved in the inflammatory process, by acting as a leukocyte-adhesion molecule at the vascular interface in endotoxin-induced inflammation. LOX-1 also acts as a receptor for advanced glycation end (AGE) products, activated platelets, monocytes, apoptotic cells and both Gram-negative and Gram-positive bacteria. The LOX-1 gene is a so-called immediate early gene that is dynamically modulated by several factors in vitro and in vivo. LOX-1 expression is induced by stimuli such as inflammatory cytokines, OxLDL, TNF-alpha, TGF-beta, and ANG II in vitro, and several proatherogenic factors in vivo. Monoclonal antibody 23C11 neutralizes LOX-1 and inhibits Hsp70 binding to dendritic cells and Hsp70-induced antigen cross-presentation. In vivo, targeting LOX-1 with a tumor antigen using anti-LOX-1 antibody 23C11 induces anti-tumor immunity. | Monoclonal antibodies | 0.5 ml (100 µg/ml) 0.2 µm filtered biotinylated antibody solution in PBS, containing 0.1% bovine serum albumin and 0.02% sodium azide | For flow cytometry dilutions to be used depend on detection system applied. It is recommended that users test the reagent and determine their own optimal dilutions. The typical starting working dilution is 1:50. For functional studies, in vitro dilutions have to be optimized in user's experimental settting. | Fusion protein of extracellular domain (aa 71-273) of human LOX-1 with murine Fc&#947;1 (LOX-1-muFc) produced in PEAK cells | Mouse IgG1 | Human | 1. Delneste, Y et al; Involvement of LOX-1 in dendritic cell-mediated antigen cross-presentation. Immunity 2002, 17: 353 2. Jeannin, P et al; Complexity and complementarity of outer membrane protein A recognition by cellular and humoral innate immunity receptors. Immunity 2005, 22: 551 3. Parlato, S et al; LOX-1 as a natural IFN-;-mediated signal for apoptotic cell uptake and antigen presentation in edndritic cells. Blood 2010, 115: 1554 | Product should be stored at 4 °C. Under recommended storage conditions, product is stable for one year. | For research use only. Not for use in or on humans or animals or for diagnostics. It is the responsibility of the user to comply with all local/state and Federal rules in the use of this product. Hycult Biotech is not responsible for any patent infringements that might result with the use or derivation of this product. | FC: 10 µg/ml antibody used on human peripheral blood myeloid DC and macrophages FS: antibody totally prevented Hsp70 binding to LOX-1-CHO but not mock-transfected CHO cells (Ref 1) | Lectin-like oxidized LDL receptor 1, Ox-LDL receptor 1, C-type lectin domain family 8 member A
https://www.hycultbiotech.com/products/types/hm2138-100ug | LOX-1, Human, mAb 23C11 | 100 µg | Flow cytometry, Functional studies, Immuno fluorescence |  | The monoclonal antibody 23C11 recognizes oxidized low-density lipoprotein receptor-1 (LOX-1). LOX-1 is a single-pass type II membrane protein (~45 kDa) and belongs to the C-type lectin-like protein superfamily. LOX-1 is expressed at high level in endothelial cells and vascular-rich organs such as placenta, lung, liver, brain aortic intima, bone marrow, spinal cord and substantia nigra. It is also expressed on the surface of dendritic cells. This unique scavenger receptor LOX-1 plays important roles in atherogenesis. LOX-1 mediates the recognition, internalization and degradation of oxidatively modified low density lipoprotein (oxLDL) by vascular endothelial cells. OxLDL is a marker of atherosclerosis, inducing vascular endothelial cell activation and dysfunction, resulting in pro-inflammatory responses, pro-oxidative conditions and apoptosis. LOX-1 associates with oxLDL inducing the activation of NF-kappa-B through an increased production of intracellular reactive oxygen and a variety of pro-atherogenic cellular responses including a reduction of nitric oxide (NO) release, monocyte adhesion and apoptosis. In addition to binding oxLDL, LOX-1 acts as a receptor for the HSP70 protein involved in antigen cross-presentation to naive T-cells in dendritic cells, thereby participating in cell-mediated antigen cross-presentation. LOX-1 is involved in the inflammatory process, by acting as a leukocyte-adhesion molecule at the vascular interface in endotoxin-induced inflammation. LOX-1 also acts as a receptor for advanced glycation end (AGE) products, activated platelets, monocytes, apoptotic cells and both Gram-negative and Gram-positive bacteria. The LOX-1 gene is a so-called immediate early gene that is dynamically modulated by several factors in vitro and in vivo. LOX-1 expression is induced by stimuli such as inflammatory cytokines, OxLDL, TNF-alpha, TGF-beta, and ANG II in vitro, and several proatherogenic factors in vivo. Monoclonal antibody 23C11 neutralizes LOX-1 and inhibits Hsp70 binding to dendritic cells and Hsp70-induced antigen cross-presentation. In vivo, targeting LOX-1 with a tumor antigen using anti-LOX-1 antibody 23C11 induces anti-tumor immunity. | Monoclonal antibodies | 1 ml (100 µg/ml) 0.2 µm filtered antibody solution in PBS, containing 0.1% bovine serum albumin. | For flow cytometry dilutions to be used depend on detection system applied. It is recommended that users test the reagent and determine their own optimal dilutions. The typical starting working dilution is 1:50. For functional studies, in vitro dilutions have to be optimized in user's experimental settting. | Fusion protein of extracellular domain (aa 71-273) of human LOX-1 with murine Fc&#947;1 (LOX-1-muFc) produced in PEAK cells | Mouse IgG1 | Human | 1. Delneste, Y et al; Involvement of LOX-1 in dendritic cell-mediated antigen cross-presentation. Immunity 2002, 17: 353 2. Jeannin, P et al; Complexity and complementarity of outer membrane protein A recognition by cellular and humoral innate immunity receptors. Immunity 2005, 22: 551 3. Parlato, S et al; LOX-1 as a natural IFN-;-mediated signal for apoptotic cell uptake and antigen presentation in edndritic cells. Blood 2010, 115: 1554 | Product should be stored at 4 °C. Under recommended storage conditions, product is stable for one year. | For research use only. Not for use in or on humans or animals or for diagnostics. It is the responsibility of the user to comply with all local/state and Federal rules in the use of this product. Hycult Biotech is not responsible for any patent infringements that might result with the use or derivation of this product. | FC: 10 µg/ml antibody used on human peripheral blood myeloid DC and macrophages FS: antibody totally prevented Hsp70 binding to LOX-1-CHO but not mock-transfected CHO cells (Ref 1) | Lectin-like oxidized LDL receptor 1, Ox-LDL receptor 1, C-type lectin domain family 8 member A
https://www.hycultbiotech.com/products/types/hm2122f-100ug | CD36, Human, mAb FA6-152, FITC | 100 µg | Flow cytometry, Frozen sections, Functional studies, Immuno assays, Immuno fluorescence, Immuno precipitation |  | Monoclonal antibody FA6-152 recognizes human CD36 (88-kDa), a cell surface class B scavenger receptor, also known as thrombospondin receptor CD36 is a heavily N-glycosylated transmembrane protein of ~88 kDa with two short intracellular domains and a large extracellular domain. The protein is sensitive for neuroaminidase, resulting in a shift from 88 to 85 kDa. CD36 is expressed on platelets, mature monocytes and macrophages, microvascular endothelial cells, mammary endothelial cells, during stages of erythroid cell development and on some macrophage derived dendritic cells. The antibody recognizes adult and fetal monocytes, platelets and reticulocytes, but doesn’t stain lymphocytes and granulocytes. Reactivity has also been found in small intestine, kidney, liver and thyroid. CD36 expression is primarily controlled by the transcription heterodimer PPARg-RXR (peroxisome proliferator-activated receptor-g-retinoid-X-receptor). CD36 is preferentially found within lipid rafts, which facilitates its association with receptors, signaling and adaptor molecules. It is a receptor and transporter of oxidized lipids and long chain fatty acids. CD36 has been implicated in many biological processes including angiogenesis, phagocytosis, inflammation, and lipid and glucose metabolism. Several in vivo models support the role of the thrombospondin / CD36 system in angiogenesis and tumor growth. An important role for CD36 has been found in Malaria as major receptor for P. falciparum-infected red blood cells. CD36 is associated with Src-family kinases and with the integrins α3β1 and α6β1. Recently, CD36 has been identified as a protein that is required for toll like receptor (TLR2) recognition of di-acylated bacterial lipopeptides and lipoteichoic acid4. Furthermore, CD36 has been shown to function as phagocytic receptor for apoptotic cells. Many different ligands have been reported to interact with CD36, suggesting that CD36 could recognize a structure-based domain rather than specific contact residues. Monoclonal antibody FA6-152 blocks the biological activity of CD36 by blocking collagen/thrombospondin binding. The antibody agglutinates fetal but not adult erythrocytes. | Monoclonal antibodies | 1 ml (100 μg/ml) 0.2 μm filtered protein G purified FITC conjugated antibody solution in PBS, containing 1% bovine serum albumin and 0.02% sodium azide. | Dilutions to be used depend on detection system applied. It is recommended that users test the reagent and determine their own optimal dilutions. The typical starting working dilution is 1:50. | 20-Weeks-old fetal erythrocytes | Mouse IgG1 | Human | 1. Edelman P et al; A monoclonal antibody against an erythrocyte ontogenic antigen identifies fetal and adult erythroid progenitors. Blood 1986, 67: 56. 2. Kieffer N et al; Development regulated expression of a 78 kDa erythroblast membrane glycoprotein immunologically related to the platelet thrombospondin receptor. Biochem J 1989, 262: 835 3. Thibert V et al; Quantitation of platelet glycoprotein IV (CD36) in healthy subjects and in patients with essential thrombocythemia using an immunocapture assay. Thromb Haemost 1992, 68: 600 4. Nakata, A et al; CD36, a novel receptor for oxidized low-density lipoproteins, is highly expressed on lidip-laden macrophages in human atherosclerotic aorta. Arterioscler Thromb Vasc Biol 1999, 19: 1333 5. Ehara, S et al; Pathophysiological role of oxidezed low-density lipoprotein in plaque instability in coronary artery diseases. J Diab Complic 2002, 16: 60 6. Leonarduzzi, G et al; Oxidation as a crucial reaction for cholesterol to induce tissue degeneration: CD36 overexpression in human promonocytic cells treated with a biologically relevant oxysterol mixture, Aging Cell 2008, 7: 375 7. Leonarduzzi, G et al; Molecular signaling operated by a diet-compatible mixture of oxysterols in up-regulating CD36 receptor in CD68 positive cells, Mol. Nutr. Food Res. 2010, 54: S31 8. Finn, A et al; Hemoglobin Directs Macrophage Differentiation and Prevents Foam Cell Formation in Human Atherosclerotic Plaques, J Am Coll Cardiol. 2012, 59:166 9. Gamba, P. et al. Interaction between 24-hydroxycholesterol, oxidative stress, and amyloid-β in amplifying neuronal damage in Alzheimer’s disease: three partners in crime. Aging Cell 2011, 10: 403 10. Grange, P.A. et al Production of Superoxide Anions by Keratinocytes Initiates P. acnes-Induced Inflammation of the Skin. Plos Pathogens 2009, 5:1000527 11. Barth, H et al. Scavenger Receptor Class B Is Required for Hepatitis C Virus Uptake and Cross-Presentation by Human Dendritic Cells. J of Virol. 2008, 82: 3466 12. Nilsen, N et al. Cellular trafficking of lipoteichoic acid and Toll-like receptor 2 in relation to signaling; role of CD14 and CD36. Journal of Leukocyte Biology 2008, 84:280 | Product should be stored at 4 °C. Under recommended storage conditions, product is stable for at least one year. The exact expiry date is indicated on the label. | For research use only. Not for use in or on humans or animals or for diagnostics. It is the responsibility of the user to comply with all local/state and federal rules in the use of this product. Hycult Biotech is not responsible for any patent infringements that might result from the use or derivation of this product. | F: Tissue embedded in tissue-tek (for instance aortic tissue) followed by freezing in liquid nitrogen; 7-8 µm sections; air-dried; aceton-fixed; 10 % NGS as block (Ref 4). | GPIV, Fatty acid translocase (FAT), platelet glycoprotein 4, PAS IV, Platelet collagen receptor, thrombospondin receptor Gene name: CD36
https://www.hycultbiotech.com/products/types/hm2122bt-50ug | CD36, Human, mAb FA6-152, biotinylated | 50 µg | Flow cytometry, Frozen sections, Functional studies, Immuno assays, Immuno fluorescence, Immuno precipitation |  | Monoclonal antibody FA6-152 recognizes human CD36 (88-kDa), a cell surface class B scavenger receptor, also known as thrombospondin receptor CD36 is a heavily N-glycosylated transmembrane protein of ~88 kDa with two short intracellular domains and a large extracellular domain. The protein is sensitive for neuroaminidase, resulting in a shift from 88 to 85 kDa. CD36 is expressed on platelets, mature monocytes and macrophages, microvascular endothelial cells, mammary endothelial cells, during stages of erythroid cell development and on some macrophage derived dendritic cells. The antibody recognizes adult and fetal monocytes, platelets and reticulocytes, but doesn’t stain lymphocytes and granulocytes. Reactivity has also been found in small intestine, kidney, liver and thyroid. CD36 expression is primarily controlled by the transcription heterodimer PPARg-RXR (peroxisome proliferator-activated receptor-g-retinoid-X-receptor). CD36 is preferentially found within lipid rafts, which facilitates its association with receptors, signaling and adaptor molecules. It is a receptor and transporter of oxidized lipids and long chain fatty acids. CD36 has been implicated in many biological processes including angiogenesis, phagocytosis, inflammation, and lipid and glucose metabolism. Several in vivo models support the role of the thrombospondin / CD36 system in angiogenesis and tumor growth. An important role for CD36 has been found in Malaria as major receptor for P. falciparum-infected red blood cells. CD36 is associated with Src-family kinases and with the integrins α3β1 and α6β1. Recently, CD36 has been identified as a protein that is required for toll like receptor (TLR2) recognition of di-acylated bacterial lipopeptides and lipoteichoic acid4. Furthermore, CD36 has been shown to function as phagocytic receptor for apoptotic cells. Many different ligands have been reported to interact with CD36, suggesting that CD36 could recognize a structure-based domain rather than specific contact residues. Monoclonal antibody FA6-152 blocks the biological activity of CD36 by blocking collagen/thrombospondin binding. The antibody agglutinates fetal but not adult erythrocytes. | Monoclonal antibodies | 0.5 ml (100 μg/ml) 0.2 μm filtered protein G purified biotinylated antibody solution in PBS, containing 0.1% bovine serum albumin and 0.02% sodium azide. | Dilutions to be used depend on detection system applied. It is recommended that users test the reagent and determine their own optimal dilutions. The typical starting working dilution is 1:50. | 20-Weeks-old fetal erythrocytes | Mouse IgG1 | Human | 1. Edelman P et al; A monoclonal antibody against an erythrocyte ontogenic antigen identifies fetal and adult erythroid progenitors. Blood 1986, 67: 56. 2. Kieffer N et al; Development regulated expression of a 78 kDa erythroblast membrane glycoprotein immunologically related to the platelet thrombospondin receptor. Biochem J 1989, 262: 835 3. Thibert V et al; Quantitation of platelet glycoprotein IV (CD36) in healthy subjects and in patients with essential thrombocythemia using an immunocapture assay. Thromb Haemost 1992, 68: 600 4. Nakata, A et al; CD36, a novel receptor for oxidized low-density lipoproteins, is highly expressed on lidip-laden macrophages in human atherosclerotic aorta. Arterioscler Thromb Vasc Biol 1999, 19: 1333 5. Ehara, S et al; Pathophysiological role of oxidezed low-density lipoprotein in plaque instability in coronary artery diseases. J Diab Complic 2002, 16: 60 6. Leonarduzzi, G et al; Oxidation as a crucial reaction for cholesterol to induce tissue degeneration: CD36 overexpression in human promonocytic cells treated with a biologically relevant oxysterol mixture, Aging Cell 2008, 7: 375 7. Leonarduzzi, G et al; Molecular signaling operated by a diet-compatible mixture of oxysterols in up-regulating CD36 receptor in CD68 positive cells, Mol. Nutr. Food Res. 2010, 54: S31 8. Finn, A et al; Hemoglobin Directs Macrophage Differentiation and Prevents Foam Cell Formation in Human Atherosclerotic Plaques, J Am Coll Cardiol. 2012, 59:166 9. Gamba, P. et al. Interaction between 24-hydroxycholesterol, oxidative stress, and amyloid-β in amplifying neuronal damage in Alzheimer’s disease: three partners in crime. Aging Cell 2011, 10: 403 10. Grange, P.A. et al Production of Superoxide Anions by Keratinocytes Initiates P. acnes-Induced Inflammation of the Skin. Plos Pathogens 2009, 5:1000527 11. Barth, H et al. Scavenger Receptor Class B Is Required for Hepatitis C Virus Uptake and Cross-Presentation by Human Dendritic Cells. J of Virol. 2008, 82: 3466 12. Nilsen, N et al. Cellular trafficking of lipoteichoic acid and Toll-like receptor 2 in relation to signaling; role of CD14 and CD36. Journal of Leukocyte Biology 2008, 84:280 | Product should be stored at 4 °C. Under recommended storage conditions, product is stable for at least one year. The exact expiry date is indicated on the label. | For research use only. Not for use in or on humans or animals or for diagnostics. It is the responsibility of the user to comply with all local/state and federal rules in the use of this product. Hycult Biotech is not responsible for any patent infringements that might result from the use or derivation of this product. | F: Tissue embedded in tissue-tek (for instance aortic tissue) followed by freezing in liquid nitrogen; 7-8 µm sections; air-dried; aceton-fixed; 10 % NGS as block (Ref 4). | GPIV, Fatty acid translocase (FAT), platelet glycoprotein 4, PAS IV, Platelet collagen receptor, thrombospondin receptor Gene name: CD36
https://www.hycultbiotech.com/products/types/hm2122-100ug | CD36, Human, mAb FA6-152 | 100 µg | Flow cytometry, Frozen sections, Functional studies, Immuno assays, Immuno fluorescence, Immuno precipitation |  | Monoclonal antibody FA6-152 recognizes human CD36 (88-kDa), a cell surface class B scavenger receptor, also known as thrombospondin receptor CD36 is a heavily N-glycosylated transmembrane protein of ~88 kDa with two short intracellular domains and a large extracellular domain. The protein is sensitive for neuroaminidase, resulting in a shift from 88 to 85 kDa. CD36 is expressed on platelets, mature monocytes and macrophages, microvascular endothelial cells, mammary endothelial cells, during stages of erythroid cell development and on some macrophage derived dendritic cells. The antibody recognizes adult and fetal monocytes, platelets and reticulocytes, but doesn’t stain lymphocytes and granulocytes. Reactivity has also been found in small intestine, kidney, liver and thyroid. CD36 expression is primarily controlled by the transcription heterodimer PPARg-RXR (peroxisome proliferator-activated receptor-g-retinoid-X-receptor). CD36 is preferentially found within lipid rafts, which facilitates its association with receptors, signaling and adaptor molecules. It is a receptor and transporter of oxidized lipids and long chain fatty acids. CD36 has been implicated in many biological processes including angiogenesis, phagocytosis, inflammation, and lipid and glucose metabolism. Several in vivo models support the role of the thrombospondin / CD36 system in angiogenesis and tumor growth. An important role for CD36 has been found in Malaria as major receptor for P. falciparum-infected red blood cells. CD36 is associated with Src-family kinases and with the integrins α3β1 and α6β1. Recently, CD36 has been identified as a protein that is required for toll like receptor (TLR2) recognition of di-acylated bacterial lipopeptides and lipoteichoic acid4. Furthermore, CD36 has been shown to function as phagocytic receptor for apoptotic cells. Many different ligands have been reported to interact with CD36, suggesting that CD36 could recognize a structure-based domain rather than specific contact residues. Monoclonal antibody FA6-152 blocks the biological activity of CD36 by blocking collagen/thrombospondin binding. The antibody agglutinates fetal but not adult erythrocytes. | Monoclonal antibodies | 1 ml (100 μg/ml) 0.2 μm filtered protein G purified antibody solution in PBS, containing 0.1% bovine serum albumin. The endotoxin concentration is < 24 EU/mg, determined with HIT302 LAL Assay. | Dilutions to be used depend on detection system applied. It is recommended that users test the reagent and determine their own optimal dilutions. The typical starting working dilution is 1:50. | 20-Weeks-old fetal erythrocytes | Mouse IgG1 | Human | 1. Edelman P et al; A monoclonal antibody against an erythrocyte ontogenic antigen identifies fetal and adult erythroid progenitors. Blood 1986, 67: 56. 2. Kieffer N et al; Development regulated expression of a 78 kDa erythroblast membrane glycoprotein immunologically related to the platelet thrombospondin receptor. Biochem J 1989, 262: 835 3. Thibert V et al; Quantitation of platelet glycoprotein IV (CD36) in healthy subjects and in patients with essential thrombocythemia using an immunocapture assay. Thromb Haemost 1992, 68: 600 4. Nakata, A et al; CD36, a novel receptor for oxidized low-density lipoproteins, is highly expressed on lidip-laden macrophages in human atherosclerotic aorta. Arterioscler Thromb Vasc Biol 1999, 19: 1333 5. Ehara, S et al; Pathophysiological role of oxidezed low-density lipoprotein in plaque instability in coronary artery diseases. J Diab Complic 2002, 16: 60 6. Leonarduzzi, G et al; Oxidation as a crucial reaction for cholesterol to induce tissue degeneration: CD36 overexpression in human promonocytic cells treated with a biologically relevant oxysterol mixture, Aging Cell 2008, 7: 375 7. Leonarduzzi, G et al; Molecular signaling operated by a diet-compatible mixture of oxysterols in up-regulating CD36 receptor in CD68 positive cells, Mol. Nutr. Food Res. 2010, 54: S31 8. Finn, A et al; Hemoglobin Directs Macrophage Differentiation and Prevents Foam Cell Formation in Human Atherosclerotic Plaques, J Am Coll Cardiol. 2012, 59:166 9. Gamba, P. et al. Interaction between 24-hydroxycholesterol, oxidative stress, and amyloid-β in amplifying neuronal damage in Alzheimer’s disease: three partners in crime. Aging Cell 2011, 10: 403 10. Grange, P.A. et al Production of Superoxide Anions by Keratinocytes Initiates P. acnes-Induced Inflammation of the Skin. Plos Pathogens 2009, 5:1000527 11. Barth, H et al. Scavenger Receptor Class B Is Required for Hepatitis C Virus Uptake and Cross-Presentation by Human Dendritic Cells. J of Virol. 2008, 82: 3466 12. Nilsen, N et al. Cellular trafficking of lipoteichoic acid and Toll-like receptor 2 in relation to signaling; role of CD14 and CD36. Journal of Leukocyte Biology 2008, 84:280 | Product should be stored at 4 °C. Under recommended storage conditions, product is stable for at least one year. The exact expiry date is indicated on the label. | For research use only. Not for use in or on humans or animals or for diagnostics. It is the responsibility of the user to comply with all local/state and federal rules in the use of this product. Hycult Biotech is not responsible for any patent infringements that might result from the use or derivation of this product. | F: Tissue embedded in tissue-tek (for instance aortic tissue) followed by freezing in liquid nitrogen; 7-8 µm sections; air-dried; aceton-fixed; 10 % NGS as block (Ref 4). FC: Antibody FA6-152 stains the extracellular domain of CD36. Unfixed cells;2 µg per 100.000 cells. Positive on granulocytes (Ref 1). FS: Platelet aggregation and secretion was induced by; 1 µg/ml antibody (Ref 2). IA: 10 µg/ml antibody as coat diluted in Tris-buffered saline ; 100 µm;l/well; o/n at RT (Ref 3). IF: unfixed cells were incubated for 30 minutes at 4 °C followed by a secondary FITC polyclonal antibody; one-minute methanol fixation before analysis (Ref 1). IP: 88 kDa sialoglycoprotein in platelets; 85 and 88 kDa in HEL cells. 10 µg antibody/200 µg protein | GPIV, Fatty acid translocase (FAT), platelet glycoprotein 4, PAS IV, Platelet collagen receptor, thrombospondin receptor Gene name: CD36
https://www.hycultbiotech.com/products/types/hm2120-100ug | CD59, Human, mAb MEM-43 | 100 µg | Flow cytometry, Functional studies, Immuno precipitation, Western blot |  | The antibody is the prototypic antibody for the CD59 determinant, a PI-linked glycoprotein of 18-25 kDa, which is broadly expressed on most types of cells. The antigen is the major complement-protecting molecule of human cells. It is expressed on all leukocytes, erythrocytes and most other cell types. Binding of this antibody inhibits the complement-protecting activity of CD59. CD59 is one of the complement regulatory membrane proteins that is missing in Paroxysmal Nocturnal Haemoglobinuria (PNH). Anti CD59 reagents may be useful in the differential diagnosis of PNH type II and PNH type I. Recently a role for CD59 in LPS signal transduction has been reported in keratinocytes. The antibody reacts with well defined epitope (W40, R-53) on CD59 molecule. | Monoclonal antibodies | Sterile 1 ml (100 µg/ml) 0.2 µm filtered antibody solution in PBS and 0.1% bovine serum albumin with low endotoxin level. | For flow cytometry and Western blotting dilutions to be used depend on detection system applied. It is recommended that users test the reagent and determine their own optimal dilutions. The typical starting working dilution is 1:10. For neutralization of biological activity dilutions have to be made according to the amounts endotoxin to be inactivated. |  | Mouse IgG2a | Human | 1. Yakamoto, T et al; Lipopolysaccharide signal transduction in oral keratinocytes - involvement of CD59 but not CD14. Cellular Signalling 2003, 15: 861 2. Horesji, V et al; Folia Biol 1986, 34: 12 3. Knapp, W et al; Leucocyte Typing IV, Oxford University Press 1989 4. Schlossman, S et al; Leucocyte Typing IV, Oxford University Press 1995 5. Cebecauer, M et al; Incorporation of leucocyte GPI-anchored proteins and protein tyrosine kinases into lipid-rich membrane domains of COS-7 cells. Biochem Biophys Res Commun 1998, 234: 1998 | Product should be stored at 4 °C. Under recommended storage conditions, product is stable for one year. | For research use only. Not for use in or on humans or animals or for diagnostics. It is the responsibility of the user to comply with all local/state and Federal rules in the use of this product. Hycult Biotech is not responsible for any patent infringements that might result with the use of or derivation of this product.
https://www.hycultbiotech.com/products/types/hm2111-100ug | C9, Human, mAb X197 | 100 µg | Flow cytometry, Frozen sections, Functional studies, Immuno assays, Paraffin sections, Western blot |  | Human C9 is a soluble glycoprotein of 61 kD. It is the last component in the assembly of the membrane attack complex (MAC). When the complement is activated on target membranes, multiple copies of C9 bind to the C5b-8 complex and assemble the barrel-shaped pore which causes cell lysis. The conformation of C9 changes from globular to a tubular form. The binding of C9 to C5b-8 plays a key role in the function of C9. | Monoclonal antibodies | 1 ml (100 µg/ml) 0.2 µm filtered antibody solution in PBS, containing 0.1% bovine serum albumin. | For immunohistology, flow cytometry and Western blotting dilutions to be used depend on detection system applied. It is recommended that users test the reagent and determine their own optimal dilutions. The typical starting working dilution is 1:10. |  | Mouse IgG1 | Human | Hatanaka, M et al; Analysis of C5b-8 binding sites in the C9 molecule using monoclonal antibodies: participation of two separate epitopes of C9 in C5b-8 binding. Mol Immunol 1992, 29: 911 | Product should be stored at 4 °C. Under recommended storage conditions, product is stable for one year. | For research use only. Not for use in or on humans or animals or for diagnostics. It is the responsibility of the user to comply with all local/state and Federal rules in the use of this product. Hycult Biotech is not responsible for any patent infringements that might result with the use of or derivation of this product.
https://www.hycultbiotech.com/products/types/hm2109-100ug | Activated C1s, Human, mAb M241 | 100 µg | Flow cytometry, Frozen sections, Functional studies, Immuno assays, Immuno precipitation, Paraffin sections, Western blot |  | Monoclonal antibody M241 reacts with an epitope on human C protein activated C1s, a subcomponent of the first component of C (C1). Activated C1s is a glycosylated single-polypeptide zymogen of 85 kD. Activation of the proenzyme C1s occurs through cleavage by the active form of C1r. The activated protease, activated C1s, consists of a disulfide-linked H chain and a L chain. Activated C1s is a serine protease and its catalytic site is located in the L chain. Activation of the classical C pathway is triggered by activated C1s which cleaves C4 and C2 to form the C3 convertase, C4bC2a. The epitope recognised by the antibody M241 is domain IV and/or V of the gamma-domain of activated C1s. Monoclonal antibody M241 blocks C4 activation and C4 binding to activated C1s. The antibody binds specifically to the active centre of C1s. | Monoclonal antibodies | 1 ml (100 µg/ml) 0.2 µm filtered antibody solution in PBS containing 0.1% bovine serum albumin. | For immunohistology, flow cytometry and Western blotting dilutions to be used depend on detection system applied. It is recommended that users test the reagent and determine their own optimal dilutions. The typical starting working dilution is 1:10. For inhibition of biological activity dilutions have to be made according to the amounts C1s to be inactivated. |  | Mouse IgG2a | Human | 1. Matsumoto, M et al; Probing the C4-binding site on C1s with monoclonal antibodies, evidence for a C4/C4b-binding site on the gamma-domain. J Immunol 1989, 8: 2743 2. Nakagawa, K et al; Complement C1s activation in degenerating articular cartilage of rheumatoid arthritis patients: immunohistochemical studies with an active form specific antibody. Ann Rheum Dis 1999, 58: 175 | Product should be stored at 4 °C. Under recommended storage conditions, product is stable for one year. | For research use only. Not for use in or on humans or animals or for diagnostics. It is the responsibility of the user to comply with all local/state and Federal rules in the use of this product. Hycult Biotech is not responsible for any patent infringements that might result with the use of or derivation of this product.
https://www.hycultbiotech.com/products/types/hm2108-500ug | C1s, Human, mAb M81, functional study antibody, low endotoxin | 0.5 mg | Flow cytometry, Frozen sections, Functional studies, Immuno assays, Immuno precipitation, Paraffin sections, Western blot |  | Monoclonal antibody M81 reacts with an epitope on human C protein activated C1s, a subcomponent of the first component of C (C1). Activated C1s is a glycosylated single-polypeptide zymogen, MW 85 kD. Activation of the proenzyme C1s occurs through cleavage by the active form of C1r. The activated protease, activated C1s, consists of a disulfide-linked H chain and a L chain. Activated C1s is a serine protease and its catalytic site is located in the L chain. Activation of the classical C pathway is triggered by activated C1s which cleaves C4 and C2 to form the C3 convertase, C4bC2a. The epitope recognised by the antibody M81 is domain IV and/or V of the gamma-domain of activated C1s. Monoclonal antibody M81 blocks C4 activation and C4 binding to activated C1s. The antibody reacts around the binding site of C1s and reacts with both active and inactive C1s. | Monoclonal antibodies | 0.5 mg 0.2 μm filtered protein G purified antibody solution in PBS with a concentration of at least 0.5 mg/ml. The endotoxin concentration is < 24 EU/mg, determined with HIT302 LAL Assay. | For immunohistology, flow cytometry and Western blotting dilutions to be used depend on detection system applied. It is recommended that users test the reagent and determine their own optimal dilutions. The typical starting working dilution is 1:10. For inhibition of C4 activation by C1s dilutions have to be made according to the amounts C1s to be inactivated. |  | Mouse IgG1 | Human | 1. Matsumoto, M et al; Probing the C4-binding site on C1s with monoclonal antibodies, evidence for a C4/C4b-binding site on the gamma-domain. J Immunol 1989, 8: 2743 2. Nakagawa, K et al; Complement C1s activation in degenerating articular cartilage of rheumatoid arthritis patients: immunohistochemical studies with an active form specific antibody. Ann Rheum Dis 1999, 58: 175 | Product should be stored at 4 °C. Under recommended storage conditions, product is stable for one year. | For research use only. Not for use in or on humans or animals or for diagnostics. It is the responsibility of the user to comply with all local/state and Federal rules in the use of this product. Hycult Biotech is not responsible for any patent infringements that might result with the use of or derivation of this product.
https://www.hycultbiotech.com/products/types/hm2108-100ug | C1s, Human, mAb M81 | 100 µg | Flow cytometry, Frozen sections, Functional studies, Immuno assays, Immuno precipitation, Paraffin sections, Western blot |  | Monoclonal antibody M81 reacts with an epitope on human C protein activated C1s, a subcomponent of the first component of C (C1). Activated C1s is a glycosylated single-polypeptide zymogen, MW 85 kD. Activation of the proenzyme C1s occurs through cleavage by the active form of C1r. The activated protease, activated C1s, consists of a disulfide-linked H chain and a L chain. Activated C1s is a serine protease and its catalytic site is located in the L chain. Activation of the classical C pathway is triggered by activated C1s which cleaves C4 and C2 to form the C3 convertase, C4bC2a. The epitope recognised by the antibody M81 is domain IV and/or V of the gamma-domain of activated C1s. Monoclonal antibody M81 blocks C4 activation and C4 binding to activated C1s. The antibody reacts around the binding site of C1s and reacts with both active and inactive C1s. | Monoclonal antibodies | 1 ml (100 µg/ml) 0.2 µm filtered antibody solution in PBS containing 0.1% bovine serum albumin. | For immunohistology, flow cytometry and Western blotting dilutions to be used depend on detection system applied. It is recommended that users test the reagent and determine their own optimal dilutions. The typical starting working dilution is 1:10. For inhibition of C4 activation by C1s dilutions have to be made according to the amounts C1s to be inactivated. |  | Mouse IgG1 | Human | 1. Matsumoto, M et al; Probing the C4-binding site on C1s with monoclonal antibodies, evidence for a C4/C4b-binding site on the gamma-domain. J Immunol 1989, 8: 2743 2. Nakagawa, K et al; Complement C1s activation in degenerating articular cartilage of rheumatoid arthritis patients: immunohistochemical studies with an active form specific antibody. Ann Rheum Dis 1999, 58: 175 | Product should be stored at 4 °C. Under recommended storage conditions, product is stable for one year. | For research use only. Not for use in or on humans or animals or for diagnostics. It is the responsibility of the user to comply with all local/state and Federal rules in the use of this product. Hycult Biotech is not responsible for any patent infringements that might result with the use of or derivation of this product.
https://www.hycultbiotech.com/products/types/hm2103-500ug | CD46, Human, mAb M177, functional study antibody, low endotoxin | 0.5 mg | Flow cytometry, Frozen sections, Functional studies, Immuno assays, Immuno precipitation, Western blot |  | The monoclonal antibody M177 recognizes CD46, also designated membrane cofactor protein (MCP). CD46 is a 45-70 kDa protein with genetic and tissue-specific heterogeneity.- It is expressed on every cell and tissue, with the exception of erythrocytes. CD46 serves to inhibit complement activation on host tissue. It performs this function by serving as a cofactor which binds to C3b and C4b. This binding is permitted by factor I, a serine protease of plasma, to degrade C3b and C4b and serves to protect the host cell against autologous attack. It also serves as a receptor for measles virus. Four isoforms of CD46 predominate and arise by alternative splicing of a single CD46 gene. CD46 cDNA encodes a signal sequence followed by four complement control protein domains (also called short consensus repeats (SCR)). The monoclonal antibody M177 reacts with the SCR2 domain. | Monoclonal antibodies | 0.5 mg 0.2 μm filtered protein G purified antibody solution in PBS with a concentration of at least 0.5 mg/ml. The endotoxin concentration is < 24 EU/mg, determined with HIT302 LAL Assay. | Dilutions to be used depend on detection system applied. It is recommended that users test the reagent and determine their own optimal dilutions. The typical starting working dilution is 1:50. For functional studies, in vitro dilutions have to be optimized in user’s experimental setting. | Purified MCP | Mouse IgG1 | Human | 1. Seya, T et al; Quantitative analysis of membrane cofactor protein (MCP) of complement. High expression of MCP on human leukemia cell lines, which is down-regulated during cell differentiation. J Immunol 1990, 145: 238 2. Iwata, K et al; Diversity of sites for measles virus binding and for inactivation of complement C3b and C4b on membrane cofactor protein CD46. J Biol Chem 1995, 270: 15148 3. Kurita-Taniguchi, M et al; Functional modulation of human macrophages through CD46 (Measles virus receptor): production of IL-12 p40 and nitric oxide in association with recruitment of protein-tyrosine phosphatase SHP-1 to CD46. J Immunol 2000, 165: 5143 4. Kurita-Taniguchi, M et al; Molecular assembly of CD46 with CD9, alpha3-beta1 integrin and protein tyrosine phosphatase SHP-1 in human macrophages through differentiation by GM-CSF. Mol Immunol 2001, 38: 689 5. Loré, K et al; Myeloid and plasmacytoid dentritic cells are susceptible to recombinant adenovirus vectors and stimulate polyfunctional memory T cell responses. J Immunol 2007, 179: 1721 6. Adams, W et al; Attenuation of CD4+ T-cell function by human adenovirus type 35 is mediated by the knob protein. J Gen Virol 2012, 93:1339 7. Johnson, M et al; Type I IFN Induced by Adenovirus Serotypes 28 and 35 Has Multiple Effects on T Cell Immunogenicity. J Immunol 2012, 188:6109 8. Teigler, J et al; Vaccination with Adenovirus Serotypes 35, 26, and 48 Elicits Higher Levels of Innate Cytokine Responses than Adenovirus Serotype 5 in Rhesus Monkeys. J Virol 2012, 86:9590 9. Abbink, P et al; Construction and Evaluation of Novel Rhesus Monkey Adenovirus Vaccine Vectors. J Virol 2015, 89:1512 10. Fujiyuki, T et al; A measles virus selectively blind to signaling lymphocytic activation molecule shows anti-tumor activity against lung cancer cells. Oncotarget 2015, 6:24895 | Product should be stored at 4 °C. Under recommended storage conditions, product is stable for one year. | For research use only. Not for use in or on humans or animals or for diagnostics. It is the responsibility of the user to comply with all local/state and Federal rules in the use of this product. Hycult Biotech is not responsible for any patent infringements that might result with the use of or derivation of this product. | FC: Antibody M177 stains the extracellular domain of CD46. | Membrane cofactor protein, TLX, trophoblast leucocyte common antigen Gene name: CD46
https://www.hycultbiotech.com/products/types/hm2103f-100ug | CD46, Human, mAb M177, FITC | 100 µg | Flow cytometry, Frozen sections, Functional studies, Immuno assays, Immuno precipitation, Western blot |  | The monoclonal antibody M177 recognizes CD46, also designated membrane cofactor protein (MCP). CD46 is a 45-70 kDa protein with genetic and tissue-specific heterogeneity.- It is expressed on every cell and tissue, with the exception of erythrocytes. CD46 serves to inhibit complement activation on host tissue. It performs this function by serving as a cofactor which binds to C3b and C4b. This binding is permitted by factor I, a serine protease of plasma, to degrade C3b and C4b and serves to protect the host cell against autologous attack. It also serves as a receptor for measles virus. Four isoforms of CD46 predominate and arise by alternative splicing of a single CD46 gene. CD46 cDNA encodes a signal sequence followed by four complement control protein domains (also called short consensus repeats (SCR)). The monoclonal antibody M177 reacts with the SCR2 domain. | Monoclonal antibodies | 1 ml (100 μg/ml) 0.2 μm protein G purified FITC conjugated antibody solution in PBS, containing 1% bovine serum albumin and 0.02% sodium azide. | Dilutions to be used depend on detection system applied. It is recommended that users test the reagent and determine their own optimal dilutions. The typical starting working dilution is 1:50. For functional studies, in vitro dilutions have to be optimized in user’s experimental setting. | Purified MCP | Mouse IgG1 | Human | 1. Seya, T et al; Quantitative analysis of membrane cofactor protein (MCP) of complement. High expression of MCP on human leukemia cell lines, which is down-regulated during cell differentiation. J Immunol 1990, 145: 238 2. Iwata, K et al; Diversity of sites for measles virus binding and for inactivation of complement C3b and C4b on membrane cofactor protein CD46. J Biol Chem 1995, 270: 15148 3. Kurita-Taniguchi, M et al; Functional modulation of human macrophages through CD46 (Measles virus receptor): production of IL-12 p40 and nitric oxide in association with recruitment of protein-tyrosine phosphatase SHP-1 to CD46. J Immunol 2000, 165: 5143 4. Kurita-Taniguchi, M et al; Molecular assembly of CD46 with CD9, alpha3-beta1 integrin and protein tyrosine phosphatase SHP-1 in human macrophages through differentiation by GM-CSF. Mol Immunol 2001, 38: 689 5. Loré, K et al; Myeloid and plasmacytoid dentritic cells are susceptible to recombinant adenovirus vectors and stimulate polyfunctional memory T cell responses. J Immunol 2007, 179: 1721 6. Adams, W et al; Attenuation of CD4+ T-cell function by human adenovirus type 35 is mediated by the knob protein. J Gen Virol 2012, 93:1339 7. Johnson, M et al; Type I IFN Induced by Adenovirus Serotypes 28 and 35 Has Multiple Effects on T Cell Immunogenicity. J Immunol 2012, 188:6109 8. Teigler, J et al; Vaccination with Adenovirus Serotypes 35, 26, and 48 Elicits Higher Levels of Innate Cytokine Responses than Adenovirus Serotype 5 in Rhesus Monkeys. J Virol 2012, 86:9590 9. Abbink, P et al; Construction and Evaluation of Novel Rhesus Monkey Adenovirus Vaccine Vectors. J Virol 2015, 89:1512 10. Fujiyuki, T et al; A measles virus selectively blind to signaling lymphocytic activation molecule shows anti-tumor activity against lung cancer cells. Oncotarget 2015, 6:24895 | Product should be stored at 4 °C. Under recommended storage conditions, product is stable for one year. | For research use only. Not for use in or on humans or animals or for diagnostics. It is the responsibility of the user to comply with all local/state and Federal rules in the use of this product. Hycult Biotech is not responsible for any patent infringements that might result with the use of or derivation of this product. | FC: Antibody M177 stains the extracellular domain of CD46. | Membrane cofactor protein, TLX, trophoblast leucocyte common antigen Gene name: CD46
https://www.hycultbiotech.com/products/types/hm2103-100ug | CD46, Human, mAb M177 | 100 µg | Flow cytometry, Frozen sections, Functional studies, Immuno assays, Immuno precipitation, Western blot |  | The monoclonal antibody M177 recognizes CD46, also designated membrane cofactor protein (MCP). CD46 is a 45-70 kDa protein with genetic and tissue-specific heterogeneity. It is expressed on every cell and tissue, with the exception of erythrocytes. CD46 serves to inhibit complement activation on host tissue. It performs this function by serving as a cofactor which binds to C3b and C4b. This binding is permitted by factor I, a serine protease of plasma, to degrade C3b and C4b and serves to protect the host cell against autologous attack. It also serves as a receptor for measles virus. Four isoforms of CD46 predominate and arise by alternative splicing of a single CD46 gene. CD46 cDNA encodes a signal sequence followed by four complement control protein domains (also called short consensus repeats (SCR)). The monoclonal antibody M177 reacts with the SCR2 domain. | Monoclonal antibodies | 1 ml (100 μg/ml) 0.2 μm protein G purified antibody solution in PBS, containing 0.1% bovine serum albumin. | Dilutions to be used depend on detection system applied. It is recommended that users test the reagent and determine their own optimal dilutions. The typical starting working dilution is 1:50. For functional studies, in vitro dilutions have to be optimized in user’s experimental setting. | Purified MCP | Mouse IgG1 | Human | 1. Seya, T et al; Quantitative analysis of membrane cofactor protein (MCP) of complement. High expression of MCP on human leukemia cell lines, which is down-regulated during cell differentiation. J Immunol 1990, 145: 238 2. Iwata, K et al; Diversity of sites for measles virus binding and for inactivation of complement C3b and C4b on membrane cofactor protein CD46. J Biol Chem 1995, 270: 15148 3. Kurita-Taniguchi, M et al; Functional modulation of human macrophages through CD46 (Measles virus receptor): production of IL-12 p40 and nitric oxide in association with recruitment of protein-tyrosine phosphatase SHP-1 to CD46. J Immunol 2000, 165: 5143 4. Kurita-Taniguchi, M et al; Molecular assembly of CD46 with CD9, alpha3-beta1 integrin and protein tyrosine phosphatase SHP-1 in human macrophages through differentiation by GM-CSF. Mol Immunol 2001, 38: 689 5. Loré, K et al; Myeloid and plasmacytoid dentritic cells are susceptible to recombinant adenovirus vectors and stimulate polyfunctional memory T cell responses. J Immunol 2007, 179: 1721 6. Adams, W et al; Attenuation of CD4+ T-cell function by human adenovirus type 35 is mediated by the knob protein. J Gen Virol 2012, 93:1339 7. Johnson, M et al; Type I IFN Induced by Adenovirus Serotypes 28 and 35 Has Multiple Effects on T Cell Immunogenicity. J Immunol 2012, 188:6109 8. Teigler, J et al; Vaccination with Adenovirus Serotypes 35, 26, and 48 Elicits Higher Levels of Innate Cytokine Responses than Adenovirus Serotype 5 in Rhesus Monkeys. J Virol 2012, 86:9590 9. Abbink, P et al; Construction and Evaluation of Novel Rhesus Monkey Adenovirus Vaccine Vectors. J Virol 2015, 89:1512 10. Fujiyuki, T et al; A measles virus selectively blind to signaling lymphocytic activation molecule shows anti-tumor activity against lung cancer cells. Oncotarget 2015, 6:24895 | Product should be stored at 4 °C. Under recommended storage conditions, product is stable for one year. | For research use only. Not for use in or on humans or animals or for diagnostics. It is the responsibility of the user to comply with all local/state and Federal rules in the use of this product. Hycult Biotech is not responsible for any patent infringements that might result with the use of or derivation of this product. | FC: Antibody M177 stains the extracellular domain of CD46. | Membrane cofactor protein, TLX, trophoblast leucocyte common antigen Gene name: CD46
https://www.hycultbiotech.com/products/types/hm2099-500ug | JAM-A, Human, mAb M.Ab.F11, functional study antibody, low endotoxin | 0.5 mg | Flow cytometry, Functional studies, Immuno fluorescence, Immuno precipitation, Western blot |  | The monoclonal antibody M.Ab.F11 recognizes junctional adhesion molecule-A (JAM-A) also known as the human platelet F11-Receptor (F11R) and JAM-1 is a cell adhesion molecule (CAM). JAM-A is a member of the immunoglobulin superfamily found on the surface of human platelets and at intercellular junctions of endothelial cells and epithelial cells. JAM-A belongs together with JAM-C (JAM-2) and JAM-B (VE-JAM or JAM-3) to a family of adhesion proteins with a V-C2 immunoglobulin domain organization. JAM plays an important role in tight junctions where it is involved in cell-to-cell adhesion through homophilic interaction. It codistributes with other tight junction components as ZO-1, 7H6 antigen, cingulin and occludin. JAM-A plays a role in platelet aggregation, secretion, adhesion, spreading. In the platelet F11R/JAM-A is a membrane protein involved in 2 distinct processes initiated on the platelet surface. Antibody-induced platelet aggregation and secretion both dependent on FcgammaRII and GPIIb/IIIa integrin, a process that may be involved in pathophysiological processes associated with certain thrombocytopenias. Antibody mediated platelet adhesion independent from FcgammaRII or fibrinogen receptor and that appears to play a role in physiological processes associated with platelet adhesion and aggregation. A physiological role for the F11R/JAM-A protein was demonstrated by its phosphorylation after the stimulation of platelets by thrombin and collagen. A pathophysiological role for the F11R/JAM-A was revealed by demonstrating the presence of F11R/JAM-A antibodies in patients with thrombocytopenia. Adhesion of platelets through the F11R resulted in events characteristic of the action of cell adhesion molecules (CAMs). Recent data suggests a role for F11R/JAM-A in the adhesion of platelets to cytokine-inflamed endothelial cells and thus in thrombosis and atherosclerosis induced in non-denuded blood vessels by inflammatory processes. | Monoclonal antibodies | 0.5 mg 0.2 μm filtered protein G purified antibody solution in PBS with a concentration of at least 0.5 mg/ml. The endotoxin concentration is < 24 EU/mg, determined with HIT302 LAL Assay. | For immunofluorescence, flow cytometry and Western blotting dilutions to be used depend on detection system applied. It is recommended that users test the reagent and determine their own optimal dilutions. The typical starting working dilution is 1:50. |  | Mouse IgG1 | Human | 1. Kornecki, E et al; Activation of human platelets by a stimulatory monoclonal antibody. J Biol Chem 1990, 265: 10042 2. Walkowisk B et al; Preferred use of primary radiolabeled anti-platelet monoclonal antibodies. Comparison of immunoblotting methods for the analysis of functional domains on human platelets. Thromb Res 1992, 68: 323 3. Naik, U et al; Mechanisms of platelet activation by a stimulatory antibody: cross-linking of a novel platelet receptor for monoclonal antibody F11 with the Fc gamma RII receptor. Biochem J 1995, 310: 155 4. Wang, F et al; Stimulatory antibody-induced activation and selective translocation of protein kinase C isoenzymes in human platelets. Biochem J 1995, 311: 401 5. Sobocka, M et al; Cloning of the human platelet F11 receptor: a cell adhesion molecule member of the immunoglobulin superfamily involved in platelet aggregation. Blood 2000, 95: 2600 6. Babinska, A et al; Two regions of the human platelet F11-receptor (F11R) are critical for platelet aggregation, potentiation and adhesion. Thromb Haemost 2002, 87: 712 | Product should be stored at 4 °C. Under recommended storage conditions, product is stable for one year. | For research use only. Not for use in or on humans or animals or for diagnostics. It is the responsibility of the user to comply with all local/state and Federal rules in the use of this product. Hycult Biotech is not responsible for any patent infringements that might result with the use of or derivation of this product.
https://www.hycultbiotech.com/products/types/hm2099-100ug | JAM-A, Human, mAb M.Ab.F11 | 100 µg | Flow cytometry, Functional studies, Immuno assays, Immuno fluorescence, Immuno precipitation, Paraffin sections, Western blot |  | The monoclonal antibody M.Ab.F11 recognizes junctional adhesion molecule-A (JAM-A) also known as the human platelet F11-Receptor (F11R) or JAM-1. JAM-A is a surface glycoprotein duplex (32 and 35 kDa) belongingto the immunoglobulin superfamily found on the surface of human platelets and at intercellular junctions of endothelial cells and epithelial cells. JAM-A belongs together with JAM-C (JAM-2) and JAM-B (VE-JAM or JAM-3) to a family of adhesion proteins with a V-C2 immunoglobulin domain organization. JAM-A plays an important role in tight junctions where it is involved in cell-to-cell adhesion through homophilic interactions. It co-distributes with other tight junction components such as ZO-1, 7H6 antigen, cingulin and occludin. Moreover, JAM-A plays a role in platelet aggregation, secretion, adhesion, spreading. In the platelet, JAM-A is a membrane protein involved in 2 distinct processes initiated on the platelet surface. Namely,, antibody-induced platelet aggregation and secretion both dependent on FcgammaRII and GPIIb/IIIa integrin, a process that may be involved in pathophysiological processes associated with certain thrombocytopenias and secondly, antibody mediated platelet adhesion independent from FcgammaRII or- fibrinogen receptor that appears to play a role in physiological processes associated with platelet adhesion and aggregation. A physiological role for the JAM-A protein was demonstrated by its phosphorylation after the stimulation of platelets by thrombin and collagen. A pathophysiological role for the JAM-A was revealed by demonstrating the presence of JAM-A antibodies in patients with thrombocytopenia. Adhesion of platelets through JAM-A resulted in events characteristic of the action of cell adhesion molecules. Recent data suggests a role for JAM-A in the adhesion of platelets to cytokine-inflamed endothelial cells and thus in thrombosis and atherosclerosis induced in non-denuded blood vessels by inflammatory processes. | Monoclonal antibodies | 1 ml (100 µg/ml) 0.2 µm filtered antibody solution in PBS, containing 0.1% bovine serum albumin. | For immunohistochemistry, flow cytometry and Western blotting, dilutions to be used depend on detection system applied. It is recommended that users test the reagent and determine their own optimal dilutions. The typical starting working dilution is 1:50. For functional studies, dilutions have to be optimized in user's experimental setting. | Human platelet membranes | Mouse IgG1 | Human | 1. Kornecki, E et al; Activation of human platelets by a stimulatory monoclonal antibody. J Biol Chem 1990, 265: 10042 2. Naik, U et al; Mechanisms of platelet activation by a stimulatory antibody: cross-linking of a novel platelet receptor for monoclonal antibody F11 with the Fc gamma RII receptor. Biochem J 1995, 310: 155 3. Wang, F et al; Stimulatory antibody-induced activation and selective translocation of protein kinase C isoenzymes in human platelets. Biochem J 1995, 311: 401 4. Sobocka, M et al; Cloning of the human platelet F11 receptor: a cell adhesion molecule member of the immunoglobulin superfamily involved in platelet aggregation. Blood 2000, 95: 2600 5. Babinska, A et al; Two regions of the human platelet F11-receptor (F11R) are critical for platelet aggregation, potentiation and adhesion. Thromb Haemost 2002, 87: 712 6. Babinska, A et al; The F11 receptor (F11R/JAM-A) in atherothrombosis: overexpression of F11R in atherosclerotic plaques. Thromb Haemost 2007, 97: 272 7. Cavusoglu, E et al; Association of plasma levels of F11 receptor/junctional adhesion molecule-A (F11R/JAM-A) with human atherosclerosis. JACC 2007, 50: 1768 8. Koenen, R et al; Regulated release and functional modulation of junctional adhesion molecule A by disintegrin metalloproteinases. Blood 2009, 113: 4799 | Product should be stored at 4 °C. Under recommended storage conditions, product is stable for at least one year. The exact expiry date is indicated on the label. | For research use only. Not for use in or on humans or animals or for diagnostics. It is the responsibility of the user to comply with all local/state and federal rules in the use of this product. Hycult Biotech is not responsible for any patent infringements that might result from the use or derivation of this product. | FC: Antibody M.Ab. F11 stains the extracellular domain of JAM-A protein name. Cells were incubated with 5 µg/ml of mAb in 0.1%BSA/PBS. As negative control an isotype-matched antibody was used (Ref.4) W: A non-reduced and reduced sample treatment and SDS-Page was used. The band sizes- are 32 and 35kDa (Ref. 1). FS: Antibody M.Ab. F11 functions as anagonist resulting in platelet aggregation at concentrations of approximately 5 µg/ml (Ref.1). | JAM-1, platelet F11 receptor, F11R, platelet adhesion molecule, CD321
https://www.hycultbiotech.com/products/types/hm2098f-100ug | JAM-A, Human, mAb BV16, FITC | 100 µg | Flow cytometry, Frozen sections, Functional studies, Immuno fluorescence, Immuno precipitation, Paraffin sections, Western blot |  | The FITC conjugated monoclonal antibody BV16 recognizes the human junction adhesion molecule (JAM)-A. Together with JAM-C (JAM-2) and JAM-B (VE-JAM or JAM-3), JAM-A belongs to a family of adhesion proteins with a V-C2 immunoglobulin domain organization and their molecular weight is about 30-40 kDa. JAMs are important for a variety of cellular processes, including tight junction assembly, leukocyte transmigration, platelet activation, angiogenesis and virus binding. JAM-A is expressed by endothelial and epithelial cells, platelets, neutrophils, monocytes, lymphocytes and erythrocytes. Like all other JAMs, JAM-A plays an important role in tight junctions where it is involved in cell-to-cell adhesion through homophilic interaction. It codistributes with other tight junction components as ZO-1, 7H6 antigen, cingulin and occludin. JAM-A also plays an important role in leukocyte transmigration. Leukocyte transmigration can be blocked by antibodies and by soluble JAM-A/Fc fusion proteins. Homophilic JAM-A interactions between leukocytes and the endothelium but also heterophilic interactions of JAM-A with the beta 2-integrin leukocyte function-associated antigen-1 (LFA-1) are considered to actively guide leukocytes during transmigration. Several studies imply a role for JAM-A in the initiation of atherosclerosis, since JAM-A is upregulated on early atherosclerotic endothelium. Adhesion of the activated platelets on activated endothelium is mediated by homophilic interactions of JAM-A. | Monoclonal antibodies | 1 ml (100 µg/ml) 0.2 µm filtered FITC conjugated antibody solution in PBS, containing 1% bovine serum albumin and 0.02% sodium azide. | For immunohistology, Western blotting and flow cytometry, dilutions to be used depend on detection system applied. It is recommended that users test the reagent and determine their own optimal dilutions. The typical starting working dilution is 1:50. | Fusion protein consisting of the extracellular domain of human JAM and the Fc portion of human IgGs | Mouse IgG1 | Human | 1. Bazzoni, G et al; Interaction of junctional adhesion molecule with the tight junction components ZO-1, cingulin, and occludin. J Biol Chem 2000, 275: 20520 2. Luo, Y et al; Effects of culture conditions on heterogeneity and the apical junctional complex of the ARPE-19 cell line. Invest Ophthalmol Vis Sci 2006, 47: 3644 3. Faure, V et al; The uremic solute p-cresol decreases leukocyte transendothelial migration in vitro. Int Immunol 2006, 18: 1453 4. Vetrano, S et al; Unique role of junctional adhesion molecule-A in maintaining mucosal homeostatis in inflammatory bowel disease. Gastroenterol 2008, 135: 173 | Product should be stored at 4 °C. Under recommended storage conditions, product is stable for one year. | For research use only. Not for use in or on humans or animals or for diagnostics. It is the responsibility of the user to comply with all local/state and federal rules in the use of this product. Hbt is not responsible for any patent infringements that might result from the use or derivation of this product. |  | PAM-1, JAM-1, JAMA, CD321, platelet F11 receptor
https://www.hycultbiotech.com/products/types/hm2096bt-50ug | TLR3, Human, mAb TLR3.7, biotinylated | 50 µg | Flow cytometry, Frozen sections, Functional studies, Immuno fluorescence, Immuno precipitation, Paraffin sections, Western blot |  | The monoclonal antibody TLR3.7 recognizes the 116 kDa human Toll-like receptor 3 (TLR3, CD283). Toll-like receptors (TLRs) are highly conserved from Drosophila to humans and share structural and functional similarities. TLRs constitute of a family of pattern recognition receptors (PRRs) that mediate cellular responses to a large variety of pathogens (viruses, bacteria, and parasites) by specific recognition of so-called ‘pathogen-associated molecular patterns’. Activation of TLRs, a family of at least 11 different members that function either as homo- or heterodimers, leads to activation of NFκBdependent and IFN-regulatory factor-dependent signaling pathways. TLRs have a central role in innate immunity and are also required for the development of an adaptive immune response. TLRs are expressed by various cells of the immune system, such as macrophages and dendritic cells. TLRs are class I receptors, with a single α-helix that spans the cell membrane. They recognize and respond to molecules derived from bacterial, viral and fungal pathogens, such as lipopolysaccharide (LPS) from the outer membrane of Gram negative bacteria, peptidoglycan fragments from bacterial cell walls and single-stranded and double-stranded RNA from viruses. Some forms of RNA and DNA from pathogens exhibit immutable features that distinguish them from nucleic acids of higher organisms. For example, dsRNA, is a common intermediate of viral replication and a potent indicator of infection. Toll-like receptor 3 (TLR3) recognizes viral double-stranded RNA and its synthetic analog polyriboinosinic:polyribocytidylic acid (poly(I:C)). TLR3 is normally located in acidic endosomes where its luminal ectodomain (ECD) encounters dsRNA and induces type I interferon (IFN), inflammatory cytokine/chemokine production and dendritic cell (DC) maturation via the adaptor protein TICAM-1 (also called TRIF). Based on the different subcellular localization of cytosolic RNA receptors and TLR3, these receptors seem to play distinct roles in anti-viral immune responses. | Monoclonal antibodies | 0.5 ml (100 μg/ml) 0.2 μm filtered protein G purified biotinylated antibody solution in PBS containing 0.02% sodium azide and 0.1% bovine serum albumin. | Dilutions to be used depend on detection system applied. It is recommended that users test the reagent and determine their own optimal dilutions. The typical starting working dilution is 1:50. | Human Flag-tagged TLR3 stably expressed by Ba/F3 cells | Mouse IgG1 | Human | 1. Matsumoto, M et al; Establishment of a monoclonal antibody against human Toll-like receptor 3 that blocks double-stranded RNA-mediated signalling. Biochem Biophys Res Commun 2002, 293: 1364 2. Oshiumi, H et al; TICAM-1, an adaptor molecule that participates in Toll-like receptor 3-mediated interferon-beta induction. Nat Immunol 2003, 4: 161 3. Matsumoto, M et al; Subcellular localization of Toll-like receptor 3 in human dendritic cells. J Immunol 2003, 171: 3154 4. Burgener, I et al; Antibodies specific for human or murine Toll-like receptors detect canine leukocytes by flow cytometry. Vet Immunol Immunopathol 2008, 124; 184 5. Jorgenson, R et al; Human endometrial epithelial cells cyclically express Toll-like receptor 3 (TLR3) and exhibit TLR3-dependent responses to dsRNA. Human Immunology 2005; 66:469 | Product should be stored at 4 °C. Under recommended storage conditions, product is stable for one year. | For research use only. Not for use in or on humans or animals or for diagnostics. It is the responsibility of the user to comply with all local/state and federal rules in the use of this product. Hycult Biotech is not responsible for any patent infringements that might result from the use or derivation of this product. | F: dried sections, fixed with 4% paraformaldehyde and subsequently washed in PBS and MQ. Sections were quenched with 0.3%H2O2 in methanol and washed in PBS. Sections were permeabilized with 0.4% triton-X100 in PBS. Pretreated slides were blocked with 1% horse serum for 20’ and incubated o/n with antibody (Ref.5). FC: cells were incubated with 1 μg antibody together with 10 μg human IgG for 30’at 4°C in PBS/0,5% BSA (Ref.3). FS: 7.5*104 MRC5 cells were pre-treated with 10-20μg/ml for 1-24h at 37°C. Monoclonal antibody TLR3.7 inhibits dsRNA-induces IFN-beta production (Ref.1). IF: Cytospins of monocyte-derived iDCs were fixed for 30’ with 3% formaldehyde in PBS, permeabilized with PBS/1%BSA/0.5%saponin. After PBS wash slides were incubated for 1h at RT with 20ug/ml antibody in PBS/1%BSA (Ref.3). P: Formalin fixed, paraffin embedded sections were deparaffinized with xylene, followed by washes in 95% and 70% EtOH. Sections were washed with water and permeabilized with 0.4% triton-X100 in PBS. Pretreated slides were blocked with 1% horse serum for 20’ and incubated o/n with antibody (Ref.5). W: Total cellular protein was loaded on 7.5% SDS-PAGE and blotted on PDVF. Blots were incubated with 2μg/ml antibody o/n at 4°C (Ref.6). | CD283, Toll-like receptor 3 Gene name: TLR3
https://www.hycultbiotech.com/products/types/hm2096-500ug | TLR3, Human, mAb TLR3.7, functional study antibody, low endotoxin | 0.5 mg | Flow cytometry, Frozen sections, Functional studies, Immuno fluorescence, Immuno precipitation, Paraffin sections |  | The monoclonal antibody TLR3.7 recognizes the 116 kDa human Toll-like receptor 3 (TLR3, CD283). Toll-like receptors (TLRs) are highly conserved from Drosophila to humans and share structural and functional similarities. TLRs constitute of a family of pattern recognition receptors (PRRs) that mediate cellular responses to a large variety of pathogens (viruses, bacteria, and parasites) by specific recognition of so-called ‘pathogen-associated molecular patterns’. Activation of TLRs, a family of at least 11 different members that function either as homo- or heterodimers, leads to activation of NFκBdependent and IFN-regulatory factor-dependent signaling pathways. TLRs have a central role in innate immunity and are also required for the development of an adaptive immune response. TLRs are expressed by various cells of the immune system, such as macrophages and dendritic cells. TLRs are class I receptors, with a single α-helix that spans the cell membrane. They recognize and respond to molecules derived from bacterial, viral and fungal pathogens, such as lipopolysaccharide (LPS) from the outer membrane of Gram negative bacteria, peptidoglycan fragments from bacterial cell walls and single-stranded and double-stranded RNA from viruses. Some forms of RNA and DNA from pathogens exhibit immutable features that distinguish them from nucleic acids of higher organisms. For example, dsRNA, is a common intermediate of viral replication and a potent indicator of infection. Toll-like receptor 3 (TLR3) recognizes viral double-stranded RNA and its synthetic analog polyriboinosinic:polyribocytidylic acid (poly(I:C)). TLR3 is normally located in acidic endosomes where its luminal ectodomain (ECD) encounters dsRNA and induces type I interferon (IFN), inflammatory cytokine/chemokine production and dendritic cell (DC) maturation via the adaptor protein TICAM-1 (also called TRIF). Based on the different subcellular localization of cytosolic RNA receptors and TLR3, these receptors seem to play distinct roles in anti-viral immune responses. | Monoclonal antibodies | 0.5 mg 0.2 μm filtered protein G purified antibody solution in PBS with a concentration of at least 0.5 mg/ml. The endotoxin concentration is < 24 EU/mg, determined with HIT302 LAL Assay. | Dilutions to be used depend on detection system applied. It is recommended that users test the reagent and determine their own optimal dilutions. The typical starting working dilution is 1:50. | Human Flag-tagged TLR3 stably expressed by Ba/F3 cells | Mouse IgG1 | Human | 1. Matsumoto, M et al; Establishment of a monoclonal antibody against human Toll-like receptor 3 that blocks double-stranded RNA-mediated signalling. Biochem Biophys Res Commun 2002, 293: 1364 2. Oshiumi, H et al; TICAM-1, an adaptor molecule that participates in Toll-like receptor 3-mediated interferon-beta induction. Nat Immunol 2003, 4: 161 3. Matsumoto, M et al; Subcellular localization of Toll-like receptor 3 in human dendritic cells. J Immunol 2003, 171: 3154 4. Burgener, I et al; Antibodies specific for human or murine Toll-like receptors detect canine leukocytes by flow cytometry. Vet Immunol Immunopathol 2008, 124; 184 5. Jorgenson, R et al; Human endometrial epithelial cells cyclically express Toll-like receptor 3 (TLR3) and exhibit TLR3-dependent responses to dsRNA. Human Immunology 2005; 66:469 | Product should be stored at 4 °C. Under recommended storage conditions, product is stable for one year. | For research use only. Not for use in or on humans or animals or for diagnostics. It is the responsibility of the user to comply with all local/state and federal rules in the use of this product. Hycult Biotech is not responsible for any patent infringements that might result from the use or derivation of this product. | F: dried sections, fixed with 4% paraformaldehyde and subsequently washed in PBS and MQ. Sections were quenched with 0.3%H2O2 in methanol and washed in PBS. Sections were permeabilized with 0.4% triton-X100 in PBS. Pretreated slides were blocked with 1% horse serum for 20’ and incubated o/n with antibody (Ref.5). FC: cells were incubated with 1 μg antibody together with 10 μg human IgG for 30’at 4°C in PBS/0,5% BSA (Ref.3). FS: 7.5*104 MRC5 cells were pre-treated with 10-20μg/ml for 1-24h at 37°C. Monoclonal antibody TLR3.7 inhibits dsRNA-induces IFN-beta production (Ref.1). IF: Cytospins of monocyte-derived iDCs were fixed for 30’ with 3% formaldehyde in PBS, permeabilized with PBS/1%BSA/0.5%saponin. After PBS wash slides were incubated for 1h at RT with 20ug/ml antibody in PBS/1%BSA (Ref.3). P: Formalin fixed, paraffin embedded sections were deparaffinized with xylene, followed by washes in 95% and 70% EtOH. Sections were washed with water and permeabilized with 0.4% triton-X100 in PBS. Pretreated slides were blocked with 1% horse serum for 20’ and incubated o/n with antibody (Ref.5). W: Total cellular protein was loaded on 7.5% SDS-PAGE and blotted on PDVF. Blots were incubated with 2μg/ml antibody o/n at 4°C (Ref.6). | CD283, Toll-like receptor 3 Gene name: TLR3
https://www.hycultbiotech.com/products/types/hm2096f-100ug | TLR3, Human, mAb TLR3.7, FITC | 100 µg | Flow cytometry, Frozen sections, Functional studies, Immuno fluorescence, Immuno precipitation, Paraffin sections |  | The monoclonal antibody TLR3.7 recognizes the 116 kDa human Toll-like receptor 3 (TLR3, CD283). Toll-like receptors (TLRs) are highly conserved from Drosophila to humans and share structural and functional similarities. TLRs constitute of a family of pattern recognition receptors (PRRs) that mediate cellular responses to a large variety of pathogens (viruses, bacteria, and parasites) by specific recognition of so-called ‘pathogen-associated molecular patterns’. Activation of TLRs, a family of at least 11 different members that function either as homo- or heterodimers, leads to activation of NFκBdependent and IFN-regulatory factor-dependent signaling pathways. TLRs have a central role in innate immunity and are also required for the development of an adaptive immune response. TLRs are expressed by various cells of the immune system, such as macrophages and dendritic cells. TLRs are class I receptors, with a single α-helix that spans the cell membrane. They recognize and respond to molecules derived from bacterial, viral and fungal pathogens, such as lipopolysaccharide (LPS) from the outer membrane of Gram negative bacteria, peptidoglycan fragments from bacterial cell walls and single-stranded and double-stranded RNA from viruses. Some forms of RNA and DNA from pathogens exhibit immutable features that distinguish them from nucleic acids of higher organisms. For example, dsRNA, is a common intermediate of viral replication and a potent indicator of infection. Toll-like receptor 3 (TLR3) recognizes viral double-stranded RNA and its synthetic analog polyriboinosinic:polyribocytidylic acid (poly(I:C)). TLR3 is normally located in acidic endosomes where its luminal ectodomain (ECD) encounters dsRNA and induces type I interferon (IFN), inflammatory cytokine/chemokine production and dendritic cell (DC) maturation via the adaptor protein TICAM-1 (also called TRIF). Based on the different subcellular localization of cytosolic RNA receptors and TLR3, these receptors seem to play distinct roles in anti-viral immune responses. | Monoclonal antibodies | 1 ml (100 μg/ml) 0.2 μm filtered protein G purified FITC conjugated antibody solution in PBS, containing 1% bovine serum albumin and 0.02% sodium azide. | Dilutions to be used depend on detection system applied. It is recommended that users test the reagent and determine their own optimal dilutions. The typical starting working dilution is 1:50. | Human Flag-tagged TLR3 stably expressed by- Ba/F3 cells | Mouse IgG1 | Human | 1. Matsumoto, M et al; Establishment of a monoclonal antibody against human Toll-like receptor 3 that blocks double-stranded RNA-mediated signalling. Biochem Biophys Res Commun 2002, 293: 1364 2. Oshiumi, H et al; TICAM-1, an adaptor molecule that participates in Toll-like receptor 3-mediated interferon-beta induction. Nat Immunol 2003, 4: 161 3. Matsumoto, M et al; Subcellular localization of Toll-like receptor 3 in human dendritic cells. J Immunol 2003, 171: 3154 4. Burgener, I et al; Antibodies specific for human or murine Toll-like receptors detect canine leukocytes by flow cytometry. Vet Immunol Immunopathol 2008, 124; 184 5. Jorgenson, R et al; Human endometrial epithelial cells cyclically express Toll-like receptor 3 (TLR3) and exhibit TLR3-dependent responses to dsRNA. Human Immunology 2005; 66:469 | Product should be stored at 4 °C. Under recommended storage conditions, product is stable for one year. | For research use only. Not for use in or on humans or animals or for diagnostics. It is the responsibility of the user to comply with all local/state and federal rules in the use of this product. Hycult Biotech is not responsible for any patent infringements that might result from the use or derivation of this product. | F: dried sections, fixed with 4% paraformaldehyde and subsequently washed in PBS and MQ. Sections were quenched with 0.3%H2O2 in methanol and washed in PBS. Sections were permeabilized with 0.4% triton-X100 in PBS. Pretreated slides were blocked with 1% horse serum for 20’ and incubated o/n with antibody (Ref.5). FC: cells were incubated with 1 μg antibody together with 10 μg human IgG for 30’at 4°C in PBS/0,5% BSA (Ref.3). FS: 7.5*104 MRC5 cells were pre-treated with 10-20μg/ml for 1-24h at 37°C. Monoclonal antibody TLR3.7 inhibits dsRNA-induces IFN-beta production (Ref.1). IF: Cytospins of monocyte-derived iDCs were fixed for 30’ with 3% formaldehyde in PBS, permeabilized with PBS/1%BSA/0.5%saponin. After PBS wash slides were incubated for 1h at RT with 20ug/ml antibody in PBS/1%BSA (Ref.3). P: Formalin fixed, paraffin embedded sections were deparaffinized with xylene, followed by washes in 95% and 70% EtOH. Sections were washed with water and permeabilized with 0.4% triton-X100 in PBS. Pretreated slides were blocked with 1% horse serum for 20’ and incubated o/n with antibody (Ref.5). W: Total cellular protein was loaded on 7.5% SDS-PAGE and blotted on PDVF. Blots were incubated with 2μg/ml antibody o/n at 4°C (Ref.6). | CD283, Toll-like receptor 3 Gene name: TLR3
https://www.hycultbiotech.com/products/types/hm2096-100ug | TLR3, Human, mAb TLR3.7 | 100 µg | Flow cytometry, Frozen sections, Functional studies, Immuno fluorescence, Immuno precipitation, Paraffin sections |  | The monoclonal antibody TLR3.7 recognizes the 116 kDa human Toll-like receptor 3 (TLR3, CD283). Toll-like receptors (TLRs) are highly conserved from Drosophila to humans and share structural and functional similarities. TLRs constitute of a family of pattern recognition receptors (PRRs) that mediate cellular responses to a large variety of pathogens (viruses, bacteria, and parasites) by specific recognition of so-called ‘pathogen-associated molecular patterns’. Activation of TLRs, a family of at least 11 different members that function either as homo- or heterodimers, leads to activation of NFκBdependent and IFN-regulatory factor-dependent signaling pathways. TLRs have a central role in innate immunity and are also required for the development of an adaptive immune response. TLRs are expressed by various cells of the immune system, such as macrophages and dendritic cells. TLRs are class I receptors, with a single α-helix that spans the cell membrane. They recognize and respond to molecules derived from bacterial, viral and fungal pathogens, such as lipopolysaccharide (LPS) from the outer membrane of Gram negative bacteria, peptidoglycan fragments from bacterial cell walls and single-stranded and double-stranded RNA from viruses. Some forms of RNA and DNA from pathogens exhibit immutable features that distinguish them from nucleic acids of higher organisms. For example, dsRNA, is a common intermediate of viral replication and a potent indicator of infection. Toll-like receptor 3 (TLR3) recognizes viral double-stranded RNA and its synthetic analog polyriboinosinic:polyribocytidylic acid (poly(I:C)). TLR3 is normally located in acidic endosomes where its luminal ectodomain (ECD) encounters dsRNA and induces type I interferon (IFN), inflammatory cytokine/chemokine production and dendritic cell (DC) maturation via the adaptor protein TICAM-1 (also called TRIF). Based on the different subcellular localization of cytosolic RNA receptors and TLR3, these receptors seem to play distinct roles in anti-viral immune responses. | Monoclonal antibodies | 1 ml (100 μg/ml) 0.2 μm filtered protein G purified antibody solution in PBS, containing 0.1% bovine serum albumin. The endotoxin concentration is < 24 EU/mg, determined with HIT302 LAL Assay. | Dilutions to be used depend on detection system applied. It is recommended that users test the reagent and determine their own optimal dilutions. The typical starting working dilution is 1:50. | Human Flag-tagged TLR3 stably expressed by Ba/F3 cells | Mouse IgG1 | Human | 1. Matsumoto, M et al; Establishment of a monoclonal antibody against human Toll-like receptor 3 that blocks double-stranded RNA-mediated signalling. Biochem Biophys Res Commun 2002, 293: 1364 2. Oshiumi, H et al; TICAM-1, an adaptor molecule that participates in Toll-like receptor 3-mediated interferon-beta induction. Nat Immunol 2003, 4: 161 3. Matsumoto, M et al; Subcellular localization of Toll-like receptor 3 in human dendritic cells. J Immunol 2003, 171: 3154 4. Burgener, I et al; Antibodies specific for human or murine Toll-like receptors detect canine leukocytes by flow cytometry. Vet Immunol Immunopathol 2008, 124; 184 5. Jorgenson, R et al; Human endometrial epithelial cells cyclically express Toll-like receptor 3 (TLR3) and exhibit TLR3-dependent responses to dsRNA. Human Immunology 2005; 66:469 | Product should be stored at 4 °C. Under recommended storage conditions, product is stable for one year. | For research use only. Not for use in or on humans or animals or for diagnostics. It is the responsibility of the user to comply with all local/state and federal rules in the use of this product. Hycult Biotech is not responsible for any patent infringements that might result from the use or derivation of this product. | F: dried sections, fixed with 4% paraformaldehyde and subsequently washed in PBS and MQ. Sections were quenched with 0.3%H2O2 in methanol and washed in PBS. Sections were permeabilized with 0.4% triton-X100 in PBS. Pretreated slides were blocked with 1% horse serum for 20’ and incubated o/n with antibody (Ref.5). FC: cells were incubated with 1 μg antibody together with 10 μg human IgG for 30’at 4°C in PBS/0,5% BSA (Ref.3). FS: 7.5*104 MRC5 cells were pre-treated with 10-20μg/ml for 1-24h at 37°C. Monoclonal antibody TLR3.7 inhibits dsRNA-induces IFN-beta production (Ref.1). IF: Cytospins of monocyte-derived iDCs were fixed for 30’ with 3% formaldehyde in PBS, permeabilized with PBS/1%BSA/0.5%saponin. After PBS wash slides were incubated for 1h at RT with 20ug/ml antibody in PBS/1%BSA (Ref.3). P: Formalin fixed, paraffin embedded sections were deparaffinized with xylene, followed by washes in 95% and 70% EtOH. Sections were washed with water and permeabilized with 0.4% triton-X100 in PBS. Pretreated slides were blocked with 1% horse serum for 20’ and incubated o/n with antibody (Ref.5). W: Total cellular protein was loaded on 7.5% SDS-PAGE and blotted on PDVF. Blots were incubated with 2μg/ml antibody o/n at 4°C (Ref.6). | CD283, Toll-like receptor 3 Gene name: TLR3
https://www.hycultbiotech.com/products/types/hm2094-100ug | C5aR, Human, mAb S5/1 | 100 µg | Flow cytometry, Frozen sections, Functional studies, Paraffin sections, Western blot |  | The monoclonal antibody S5/1 recognizes the human receptor for C5a (CD88). The C5a receptor- is a seven transmembrane GTP-binding-protein-coupled receptor of 45kDa which binds with high affinity to human anaphylatoxin C5a. Upon C5a binding- G-protein-dependent cellular- responses are initiated such as increased intracellular Ca2+, granule fusion with the cell membrane, enzyme release and oxidative burst suggesting that C5aR is an important mediator of inflammation. The C5a receptor is expressed on a broad range of cell types, including- neutrophils, monocytes/macrophages, dendritic cells, astrocytes and microglia. Interestingly, C5a receptor signalling has been associated with several inflammatory diseases including rheumatoid arthritis.- Clone S5/1 was raised against a synthetic peptide comprising the N-terminal domain of the C5aR (Met1-Asn31). The antibody has been shown to inhibit the binding of C5a to its receptor. | Monoclonal antibodies | 1 ml (100 µg/ml) 0.2 µm filtered antibody solution in PBS, containing 0.1% bovine serum albumin. | For immunohistology, flow cytometry and Western blotting dilutions to be used depend on detection system applied. It is recommended that users test the reagent and determine their own optimal dilutions. The typical starting working dilution is 1:10. For inhibition of binding of C5a to its receptor dilutions have to be made according to the amounts of C5a to be inhibited. | Synthetic peptide comprising the N-terminal domain of the C5aR (Met1-Asn31) | Mouse IgG2a | Human | 1. Opperman, M et al; Probing the human receptor for C5a anaphylatoxin with side-directed antibodies. J Immunol 1993, 151: 3785 2. Opperman, M et al; Plasma clearance of the human C5a anaphylatoxin by binding to leucocyte C5a receptors. Immunol. 1994, 82: 516 3. Werfel, T et al; C5a receptors are detectable on mast cells in normal human skin and in psoriatic plaques but not in weal and flare reactions or in urticaria pigmentosa by immunohistochemistry. Arch Dermatol Res 1997, 289: 83 4. Zwirner, J et al; Evaluation of C3a receptor expression on human leucocytes by the use of novel monoclonal antibodies. Immunology 1999, 97: 166 5. Fortin, J et al; Contractile effect of anaphylatoxin C5a and of a mimetic peptide on the human umbilical artery: further evidence for leukocyte-dependent vasomotion. J Cardiovasc Pharmacol. 2002, 40:815 6. Gueler, F et al; Complement 5a receptor inhibition improves renal allograft survival. J Am Soc Nephrol 2008, 19: 2302 7. Strey, CW et al;. Complement and neutrophil function changes after liver resection in humans. World J Surg 2009, 33: 2635 8. Werfel, T et al: CD88 antibodies specifically bind to C5aR on dermal CD117+ and CD14+ cells and react with a desmosomal antigen in human skin. J Immunol 1996, 157: 1729. 9. Petitclerc, E et al: Pathologic leukocyte infiltration of the rabbit aorta confers a vasomotor effect to chemotactic peptides through cyclooxygenase-derived metabolites. J Immunol 1996, 156: 3426 | Product should be stored at 4 °C. Under recommended storage conditions, product is stable for one year. | For research use only. Not for use in or on humans or animals or for diagnostics. It is the responsibility of the user to comply with all local/state and Federal rules in the use of this product. Hycult Biotech is not responsible for any patent infringements that might result with the use of or derivation of this product. | FC: Antibody S5/1 stains the N-terminal domain of CD88. 1x106 leukocytes were incubated with 2 µg of antibody (Ref. 1). FS: Antibody S5/1 inhibits C5a binding to its receptor at a concentration of 3.3 µM (Ref. 2) IHC-P: Tissue sections were fixed in 2% paraformaldehyde and pretreated with 5% normal rabbit serum before applying antibody S5/1 (Ref. 3). W: extracts from smooth muscle cells were separated by SDS-PAGE, the observed band size with S5/1 antibody is 42kDa (Ref. 5). | Complement component 5a receptor 1, CD88, C5aR, C5a anaphylatoxin receptor.
https://www.hycultbiotech.com/products/types/hm2085bt-50ug | TLR1, Human, mAb GD2.F4, biotinylated | 50 µg | Flow cytometry, Frozen sections, Functional studies, Immuno assays, Immuno fluorescence, Paraffin sections |  | The monoclonal antibody GD2.F4 reacts with human TLR1. Toll-like receptors (TLR) are highly conserved throughout evolution and play an essential role in recognizing conserved motifs found in various pathogens and initiating an appropriate innate immune response. In human, ten members of the TLR family have been identified as type I transmembrane signaling receptors containing multiple copies of leucine rich repeats in the extracellular domain and an interleukin-1 (IL-1) receptor motif in the cytoplasmic domain. Mammalian responsiveness to microbial products may be mediated by combinations of TLRs, for example a co-operative effect is observed between TLR1 and TLR2- in response to bacterial lipoproteins. On the other hand, TLR 1 was shown to have the capacity to abrogate TLR4 signaling. In general, TLR1 is expressed at higher levels as compared to other TLRs. The highest expression of TLR1 is found in monocytes but it can also be expressed by macrophages, dendritic cells, B, T, and NK cells. In recent studies, several human TLR1 polymorphisms have been associated with impaired mycobacterial signaling and susceptibility to tuberculosis. | Monoclonal antibodies | 0.5 ml (100 µg/ml) 0.2 µm filtered antibody solution in PBS, containing 0.1% bovine serum albumin and 0.02% sodium azide. | For flow cytometry and immunohistochemistry dilutions to be used depend on detection system applied. It is recommended that users test the reagent and determine their own optimal dilutions. The typical starting working dilution is 1:50. For functional studies, dilutions have to be optimized in user&rsquo;s experimental setting. | HeLa cells transfected with TLR1 mRNA (Ref.1) | Mouse IgG1 | Human | 1. Wyllie, D et al; Evidence for an accessory protein function for Toll-like receptor 1 in anti-bacterial responses. J Immunol 2000, 165: 7125 2. Visintin, A et al; Regulation of Toll-like receptors in human monocytes and dendritic cells. J Immunol 2001, 166: 249 3. Sandor, F et al; Importance of extra- and intracellular domains of TLR1 and TLR2 in NFkB signaling. JCB 2003, 162: 1099 4. Ochoa, M et al; Distribution of Toll-like receptor 1 and Toll-like receptor 2 in human lymphoid tissue. Immunology 2003, 108: 10 5. Ritter, M et al; Characterization of Toll-like receptors in primary lung epithelial cells: strong impact of the TLR3 ligand poly(I:C) on the regulation of Toll-like receptors, adaptor proteins and inflammatory response. J Inflamm 2005, 2: 16 6. Månsson, A et al; A distinct Toll-like receptor repertoire in human tonsillar B cells, directly activated by Pam3CSK4, R-837 and CpG-2006 stimulation. Immunology 2006, 118: 539 7. Panda, A et al; Age-associated decrease in TLR function in primary human dendritic cells predicts influenza vaccine response. J Immunol 2010, 184: 2518 | Product should be stored at 4 °C. Under recommended storage conditions, product is stable for at least one year. The exact expiry date is indicated on the label. | For research use only. Not for use in or on humans or animals or for diagnostics. It is the responsibility of the user to comply with all local/state and federal rules in the use of this product. Hycult Biotech is not responsible for any patent infringements that might result from the use or derivation of this product. | FC: Antibody GD2.F4 stains the extracellular domain of TLR1. Monocytes were resuspended in PBS, 0.1% BSA, 0.02% NAN3 containing 15 µg/ml GD2.F4. As negative control an IgG1 isotype control was used (Ref.1). IHC-P: Tissue sections were pretreated with Target Retrieval solution, 1% Triton X-100 to improve membrane permeability and 0.03% hydrogen peroxide to quench endogenous peroxidases . Tissue sections were blocked with 2% FCS (Ref.6). IHC-F:- Tissue sections were blocked with normal horse serum prior to staining (Ref.4). FS: Antibody GD2.F4e was used to inhibit cytokine production of stimulated PBMCs (Ref.3). | CD281, toll-like receptor 1, TLR1Fc
https://www.hycultbiotech.com/products/types/hm2085f-100ug | TLR1, Human, mAb GD2.F4, FITC | 100 µg | Flow cytometry, Frozen sections, Functional studies, Immuno assays, Immuno fluorescence, Paraffin sections |  | The monoclonal antibody GD2.F4 reacts with human TLR1. Toll-like receptors (TLR) are highly conserved throughout evolution and play an essential role in recognizing conserved motifs found in various pathogens and initiating an appropriate innate immune response. In human, ten members of the TLR family have been identified as type I transmembrane signaling receptors containing multiple copies of leucine rich repeats in the extracellular domain and an interleukin-1 (IL-1) receptor motif in the cytoplasmic domain. Mammalian responsiveness to microbial products may be mediated by combinations of TLRs, for example a co-operative effect is observed between TLR1 and TLR2- in response to bacterial lipoproteins. On the other hand, TLR 1 was shown to have the capacity to abrogate TLR4 signaling. In general, TLR1 is expressed at higher levels as compared to other TLRs. The highest expression of TLR1 is found in monocytes but it can also be expressed by macrophages, dendritic cells, B, T, and NK cells. In recent studies, several human TLR1 polymorphisms have been associated with impaired mycobacterial signaling and susceptibility to tuberculosis. | Monoclonal antibodies | 1 ml (100 μg/ml) 0.2 μm filtered FITC conjugated antibody solution in PBS, containing 1% bovine serum albumin and 0.02% sodium azide. | For flow cytometry and immunohistochemistry dilutions to be used depend on detection system applied. It is recommended that users test the reagent and determine their own optimal dilutions. The typical starting working dilution is 1:50. For functional studies, dilutions have to be optimized in user’s experimental setting. | HeLa cells transfected with TLR1 mRNA (Ref.1) | Mouse IgG1 | Human | 1. Wyllie, D et al; Evidence for an accessory protein function for Toll-like receptor 1 in anti-bacterial responses. J Immunol 2000, 165: 7125 2. Visintin, A et al; Regulation of Toll-like receptors in human monocytes and dendritic cells. J Immunol 2001, 166: 249 3. Sandor, F et al; Importance of extra- and intracellular domains of TLR1 and TLR2 in NFkB signaling. JCB 2003, 162: 1099 4. Ochoa, M et al; Distribution of Toll-like receptor 1 and Toll-like receptor 2 in human lymphoid tissue. Immunology 2003, 108: 10 5. Ritter, M et al; Characterization of Toll-like receptors in primary lung epithelial cells: strong impact of the TLR3 ligand poly(I:C) on the regulation of Toll-like receptors, adaptor proteins and inflammatory response. J Inflamm 2005, 2: 16 6. Månsson, A et al; A distinct Toll-like receptor repertoire in human tonsillar B cells, directly activated by Pam3CSK4, R-837 and CpG-2006 stimulation. Immunology 2006, 118: 539 7. Panda, A et al; Age-associated decrease in TLR function in primary human dendritic cells predicts influenza vaccine response. J Immunol 2010, 184: 2518 | Product should be stored at 4 °C. Under recommended storage conditions, product is stable for at least one year. The exact expiry date is indicated on the label. | For research use only. Not for use in or on humans or animals or for diagnostics. It is the responsibility of the user to comply with all local/state and federal rules in the use of this product. Hycult Biotech is not responsible for any patent infringements that might result from the use or derivation of this product. | FC: Antibody GD2.F4 stains the extracellular domain of TLR1. Monocytes were resuspended in PBS, 0.1% BSA, 0.02% NAN3 containing 15 µg/ml GD2.F4. As negative control an IgG1 isotype control was used (Ref.1). IHC-P: Tissue sections were pretreated with Target Retrieval solution, 1% Triton X-100 to improve membrane permeability and 0.03% hydrogen peroxide to quench endogenous peroxidases . Tissue sections were blocked with 2% FCS (Ref.6). IHC-F:- Tissue sections were blocked with normal horse serum prior to staining (Ref.4). FS: Antibody GD2.F4e was used to inhibit cytokine production of stimulated PBMCs (Ref.3). | CD281, toll-like receptor 1, TLR1Fc
https://www.hycultbiotech.com/products/types/hm2085-100ug | TLR1, Human, mAb GD2.F4 | 100 µg | Flow cytometry, Frozen sections, Functional studies, Immuno assays, Immuno fluorescence, Paraffin sections |  | The monoclonal antibody GD2.F4 reacts with human TLR1. Toll-like receptors (TLR) are highly conserved throughout evolution and play an essential role in recognizing conserved motifs found in various pathogens and initiating an appropriate innate immune response. In human, ten members of the TLR family have been identified as type I transmembrane signaling receptors containing multiple copies of leucine rich repeats in the extracellular domain and an interleukin-1 (IL-1) receptor motif in the cytoplasmic domain. Mammalian responsiveness to microbial products may be mediated by combinations of TLRs, for example a co-operative effect is observed between TLR1 and TLR2- in response to bacterial lipoproteins. On the other hand, TLR 1 was shown to have the capacity to abrogate TLR4 signaling. In general, TLR1 is expressed at higher levels as compared to other TLRs. The highest expression of TLR1 is found in monocytes but it can also be expressed by macrophages, dendritic cells, B, T, and NK cells. In recent studies, several human TLR1 polymorphisms have been associated with impaired mycobacterial signaling and susceptibility to tuberculosis. | Monoclonal antibodies | 1 ml (100 µg/ml) 0.2 µm filtered antibody solution in PBS, containing 0.1% bovine serum albumin. | For flow cytometry and immunohistochemistry dilutions to be used depend on detection system applied. It is recommended that users test the reagent and determine their own optimal dilutions. The typical starting working dilution is 1:50. For functional studies, dilutions have to be optimized in user's experimental setting. | HeLa cells transfected with TLR1 mRNA (Ref.1) | Mouse IgG1 | Human | 1. Wyllie, D et al; Evidence for an accessory protein function for Toll-like receptor 1 in anti-bacterial responses. J Immunol 2000, 165: 7125 2. Visintin, A et al; Regulation of Toll-like receptors in human monocytes and dendritic cells. J Immunol 2001, 166: 249 3. Sandor, F et al; Importance of extra- and intracellular domains of TLR1 and TLR2 in NFkB signaling. JCB 2003, 162: 1099 4. Ochoa, M et al; Distribution of Toll-like receptor 1 and Toll-like receptor 2 in human lymphoid tissue. Immunology 2003, 108: 10 5. Ritter, M et al; Characterization of Toll-like receptors in primary lung epithelial cells: strong impact of the TLR3 ligand poly(I:C) on the regulation of Toll-like receptors, adaptor proteins and inflammatory response. J Inflamm 2005, 2: 16 6. Månsson, A et al; A distinct Toll-like receptor repertoire in human tonsillar B cells, directly activated by Pam3CSK4, R-837 and CpG-2006 stimulation. Immunology 2006, 118: 539 7. Panda, A et al; Age-associated decrease in TLR function in primary human dendritic cells predicts influenza vaccine response. J Immunol 2010, 184: 2518 | Product should be stored at 4°C. Under recommended storage conditions, product is stable for at least one year. The exact expiry date is indicated on the label. | For research use only. Not for use in or on humans or animals or for diagnostics. It is the responsibility of the user to comply with all local/state and federal rules in the use of this product. Hycult Biotech is not responsible for any patent infringements that might result from the use or derivation of this product. | FC: Antibody GD2.F4 stains the extracellular domain of TLR1. Monocytes were resuspended in PBS, 0.1% BSA, 0.02% NAN3 containing 15 µg/ml GD2.F4. As negative control an IgG1 isotype control was used (Ref.1). IHC-P: Tissue sections were pretreated with Target Retrieval solution, 1% Triton X-100 to improve membrane permeability and 0.03% hydrogen peroxide to quench endogenous peroxidases . Tissue sections were blocked with 2% FCS (Ref.6). IHC-F: Tissue sections were blocked with normal horse serum prior to staining (Ref.4). FS: Antibody GD2.F4e was used to inhibit cytokine production of stimulated PBMCs (Ref.3). | CD281, toll-like receptor 1, TLR1Fc
https://www.hycultbiotech.com/products/types/hm2079-100ug | C5a/C5a des Arg, Human, mAb 2952 | 100 µg | Frozen sections, Functional studies, Immuno assays, Western blot |  | Monoclonal antibody 2952 reacts with a neo-epitope on C5a (des-Arg) that is formed upon cleavage of C5 into C5a and C5b. C5 is involved in the activation of the lythic pathway within the complement system which is an important factor in innate immunity. The complement pathways can be divided in the activation pathways and lytic pathway. The activation pathways lead via C3 to the cleavage of the fifth complement component C5. C5a induces smooth muscle contraction, increases vascular permeability, causes degranulation of mast cells and basophils, and release of lysosomal enzymes. In addition C5a stimulates the directed migration of neutrophils, eosinophils, basophils and monocytes. Recent studies indicate the modulation of the acute-phase response in liver and an overall immune response by inducing synthesis of cytokines such as TNF-alpha IL-1beta, IL-6 and IL-8. General comment: Please notice that under given conditions it is known that C5 can expose epitopes normally only found in the cleaved activation products (ref.5). | Monoclonal antibodies | 1 ml (100 µg/ml) 0.2 µm filtered antibody solution in PBS, containing 0.1% bovine serum albumin. | For immunohistology, and Western blotting, dilutions to be used depend on detection system applied. It is recommended that users test the reagent and determine their own optimal dilutions. The typical starting working dilution is 1:50. For functional studies, in vitro dilutions have to be optimized in user's experimental setting. IHC-P: No pretreatment was used on human tissue sections. Antibody was used at a concentration of 1 μg/ml. As positive control human granulocytes were used. IHC-F: Tissue sections were fixed in Histochoice MB (Amresco) and blocked with DakoCytomation Protein Block. Pretreatment with levamisole solution was performed to quench endogenous phosphatases. As positive control drusen eye sections was used and as negative control sections lacking the first antibody (Ref.4). FS: Antibody 2952 functions as a neutralizing antibody blocking the interaction between C5a and its receptor. The antibody was functionally tested by competitive binding studies using [125I]C5a and Bt2-cAMP differentiated U937 cells (Ref.2).The biological activity can be defined as the ability of antibody to displace C5a from U937 cell surface. Positive control Human Granulocytes. General comment: Please notice that under given conditions it is known that C5 can expose epitopes normally only found in the cleaved activation products (ref.5). |  | Mouse IgG1 | Human | 1. Hartmann, H et al; ;Rapid quantification of C3a and C5a using a combination of chromatographic and immunoassay procedures. J Immunol Meth 1993, 166: 35 2. Kola, A et al; Epitope mapping of a C5a neutralizing mAb using a combined approach of phage display, synthetic peptides and site-directed mutagenesis. Immunotech 1996, 2: 115 3. Stöve, S et al; Circulating complement proteins in patients with sepsis or systemic inflammatory response syndrome. Clin Diag Lab Immunol 1996, 3: 175 4. Nozaki, M et al; Drusen complement components C3a and C5a promote choroidal neovascularization. Proc Natl Acad Sci USA 2006, 103: 2328 5. Nilsson, P et al, A novel human whole blood model preventing fibrin formation reveals that thrombin does not cleave C5 under physiological conditions. Abstract Mol Imunol 2018, 102: 194 | Product should be stored at 4°C. Under recommended storage conditions, product is stable for one year. | For research use only. Not for use in or on humans or animals or for diagnostics. It is the responsibility of the user to comply with all local/state and federal rules in the use of this product. Hycult Biotech is not responsible for any patent infringements that might result from the use or derivation of this product.
https://www.hycultbiotech.com/products/types/hm2078-100ug | C5a/C5a des Arg, Human, mAb 2942 | 100 µg | Frozen sections, Functional studies, Immuno assays, Western blot |  | Monoclonal antibody 2942 reacts with a neo-epitope on human C5a/C5a des-Arg that is formed by proteolytic cleavage of C5 into C5a and C5b during complement activation. C5a is a single chain glycopeptide composed of 74-amino-acids, which is rapidly converted to the less potent derivate C5a des-Arg upon removal of the C-terminal arginine by carboxypeptidase B. C5a acts as a potent anaphylatoxin by binding to its high affinity receptor C5aR (or CD88) on the membrane of target cells inducing smooth muscle contraction, increased vascular permeability, degranulation of mast cells and basophils, and the release of lysosomal enzymes. In addition C5a stimulates the directed migration of neutrophils, eosinophils, basophils and monocytes. C5a is involved in inflammatory reactions seen in gram-negative bacterial sepsis, trauma, ischemic heart disease, post-dialysis syndrome and a variety of autoimmune diseases. Elevation of C5a is associated with increased cardiovascular risk in patients with advanced atherosclerosis. Also, C5a is closely associated with the capillary leak syndrome in leukemic children after bone marrow transplantation. C5a is also a marker in urine for predicting the onset of acute graft rejection after kidney transplantation and has been shown to be present in extracellular deposits in patients suffering from age-related macular degeneration (AMD). General comment: Please notice that under given conditions it is known that C5 can expose epitopes normally only found in the cleaved activation products (ref.2). | Monoclonal antibodies | 1 ml (100 µg/ml) 0.2 µm filtered antibody solution in PBS, containing 0.1% bovine serum albumin. | For immunohistochemistry and Western blotting, dilutions to be used depend on detection system applied. It is recommended that users test the reagent and determine their own optimal dilutions. The typical starting working dilution is 1:50. |  | Mouse IgG2a | Human | 1. Nozaki, M et al; Drusen complement components C3a and C5a promote choroidal neovascularisation. PNAS 2006, 103: 2328 2. Nilsson, P et al, A novel human whole blood model preventing fibrin formation reveals that thrombin does not cleave C5 under physiological conditions. Abstract Mol Imunol 2018, 102: 194 | Product should be stored at 4 °C. Under recommended storage conditions, product is stable for at least one year. The exact expiry date is indicated on the label. | For research use only. Not for use in or on humans or animals or for diagnostics. It is the responsibility of the user to comply with all local/state and federal rules in the use of this product. Hycult Biotech is not responsible for any patent infringements that might result from the use or derivation of this product. | W: A reduced sample treatment and SDS-Page was used. The band size is 14 kDa .
https://www.hycultbiotech.com/products/types/hm2077-100ug | C5/C5a, Human, mAb 557 | 100 µg | Functional studies, Immuno assays, Western blot |  | The monoclonal antibody 557 recognizes an epitope of complement factor 5 (C5) and C5a. The complement system is composed of over 30 proteins, activated in response to tissue injury, invading pathogens or other foreign surfaces. The complement pathways can be divided in the activation pathways and lytic pathway. The activation pathways lead via C3 to the cleavage of the fifth complement component C5. C5a was first described as a cleavage product of C5 with chemotactic and anaphylatoxic properties. Further characterization revealed that C5a is an essential part of the innate immune response and evidence now suggests that it may also play a role in adaptive immunity. Complement fragment C5a is a 74 residue pro-inflammatory polypeptide. C5a induces smooth muscle contraction, increases vascular permeability, causes degranulation of mast cells and basophils, and release of lysosomal enzymes. In addition C5a stimulates the directed migration of neutrophils, eosinophils, basophils and monocytes. C5a binds to at least two seven-transmembrane domain receptors, C5aR (C5R1, CD88) and C5L2 (gpr77), expressed ubiquitously on a wide variety of cells but particularly on the surface of immune cells like macrophages, neutrophils and T cells. The former is a well-established receptor that initiates G-protein-coupled signaling via mitogen-activated protein kinase pathways, thereby by inducing synthesis of cytokines such as TNF-alpha, IL-1beta,- IL-6 and IL-8. Its in vivo blockade greatly reduces inflammatory injury. Much less is known about C5L2, occupancy of which by C5a does not initiate increased intracellular Ca(2+).The widespread expression of C5a receptors throughout the body allows C5a to elicit a broad range of effects. Thus, C5a has been found to be a significant pathogenic driver in a number of immuno-inflammatory diseases. Nowadays C5a is also implicated in non-immunological functions associated with developmental biology, CNS development and neurodegeneration, tissue regeneration, and haematopoiesis. The antibody 557 is capable to inhibit the binding of C5a to the C5a receptor through a competitive mechanism, it does not block the cleavage of C5 into C5a and C5b. | Monoclonal antibodies | 1 ml (100 μg/ml) 0.2 μm filtered protein G purified antibody solution in PBS containing 0.1% bovine serum albumin. The endotoxin concentration is < 24 EU/mg, determined with HIT302 LAL Assay. | Dilutions to be used depend on detection system applied. It is recommended that users test the reagent and determine their own optimal dilutions. The typical starting working dilution is 1:50. | BALB/c mice were immunized with human C5 | Mouse IgG2a | Human | 1. Klos, A et al, Detection of native human complement components C3 and C5 and their primary activation peptides C3a and C5a (anaphylatoxic peptides) by ELISAs with monoclonal antibodies. J Imm Meth 1988, 111: 241 2. Kola, A et al. Epitope mapping of a C5a neutralizing mAb using a combined approach of phage display, synthetic peptides and site-directed mutagenesis. Immunotechnology 1996, 2: 115 3. Kola, A. et al, Analysis of the C5a anaphylatoxin core domain using a C5a phage library selected on differentiated U937 cells. Mol Immunol 1999, 36: 145 | Product should be stored at 4 °C. Under recommended storage conditions, product is stable for one year. | For research use only. Not for use in or on humans or animals or for diagnostics. It is the responsibility of the user to comply with all local/state and Federal rules in the use of this product. Hycult Biotech is not responsible for any patent infringements that might result with the use of or derivation of this product. | IA: antibody was used as detection antibody in ELISA. (Ref.1) W: used as ascites at a 1/1000 dilution. Incubation 2h on nitrocellulose blotted samples. (Ref.1) | Complement C5, C3 and PZP-like alpha-2-macroglobulin domain-containing protein 4, CPAMD4, FLJ17816, FLJ17822, MGC142298 Gene name: C5
https://www.hycultbiotech.com/products/types/hm2076-100ug | C5/C5a, Human, mAb 561 | 100 µg | Functional studies, Immuno assays |  | Monoclonal antibody 561 recognizes the N-terminus of C5. The antibody reacts both with intact C5 (190 kDa) as with C5a (115 kDa). The complement system is composed of over 30 proteins, activated in response to tissue injury, invading pathogens or other foreign surfaces. The complement pathways can be divided in the activation pathways and lytic pathway. The activation pathways lead via C3 to the cleavage of the fifth complement component C5 into C5a and C5b, resulting in activation of the lytic pahway C5a was first described as a cleavage product of C5 with chemotactic and anaphylatoxic properties. Further characterization revealed that C5a is an essential part of the innate immune response and evidence now suggests that it may also play a role in adaptive immunity. Complement fragment C5a is a 74 residue pro-inflammatory polypeptide. C5a induces smooth muscle contraction, increases vascular permeability, causes degranulation of mast cells and basophils, and release of lysosomal enzymes. In addition C5a stimulates the directed migration of neutrophils, eosinophils, basophils and monocytes. C5a binds to at least two seven-transmembrane domain receptors, C5aR (C5R1, CD88) and C5L2 (gpr77), expressed ubiquitously on a wide variety of cells but particularly on the surface of immune cells like macrophages, neutrophils and T cells. The former is a well-established receptor that initiates G-protein-coupled signaling via mitogen-activated protein kinase pathways, thereby by inducing synthesis of cytokines such as TNF-alpha, IL-1beta,- IL-6 and IL-8. Its in vivo blockade greatly reduces inflammatory injury. Much less is known about C5L2, occupancy of which by C5a does not initiate increased intracellular Ca(2+).The widespread expression of C5a receptors throughout the body allows C5a to elicit a broad range of effects. Thus, C5a has been found to be a significant pathogenic driver in a number of immuno-inflammatory diseases. Nowadays C5a is also implicated in non-immunological functions associated with developmental biology, CNS development and neurodegeneration, tissue regeneration, and haematopoiesis. | Monoclonal antibodies | 1 ml (100 µg/ml) 0.2 µm filtered antibody solution in PBS containing 0.1% bovine serum albumin. | The dilutions to be used depend on detection system applied. It is recommended that users test the reagent and determine their own optimal dilutions. The typical starting working dilution is 1:50. For neutralization of biological activity in vitro dilutions have to be made according to the amounts of C5/C5a to be inactivated. | Human C5/C5a | Mouse IgG2a | Human | 1. Mollnes, T et al. Essential role of the C5a receptor in E.coli-induced oxidative burst and phagocytosis revealed by a novel lepirudin-based human whole blood model of inflammation. Blood 2002, 100:1869 2. Fung, M et al. Pre-neutralization of C5a-mediated effects by the monoclonal antibody 137-26 reacting with the C5a moiety of native C5 without preventing C5 cleavage. Clin Exp Immunol 2003, 133: 160 | Product should be stored at 4 °C. Under recommended storage conditions, product is stable for one year. | For research use only. Not for use in or on humans or animals or for diagnostics. It is the responsibility of the user to comply with all local/state and Federal rules in the use of this product. Hycult Biotech is not responsible for any patent infringements that might result with the use of or derivation of this product. | IA: The antibody 561 can be used as detector in ELISA
https://www.hycultbiotech.com/products/types/hm2070-500ug | LL-37/CAP-18, Human, mAb 3D11, functional study antibody, low endotoxin | 0.5 mg | Functional studies, Immuno fluorescence, Paraffin sections, Western blot |  | Cationic antimicrobial peptides, such as cathelicidins play important roles in the defense against infections by eliminating a wide range of pathogens. hCAP-18/LL-37 is the only cathelicidin identified in humans and it is produced by neutrophils, monocytes, mast cells, and epithelial cells. It is stored in these cells as a propeptide, which can be cleaved extracellularly by enzymes like proteinase 3, resulting in the formation of LL-37 and a cathelin part. LL-37 is an amphipathic a-helical peptide that can affect both planktonic bacteria and those residing in biofilms, viruses such as HIV and fungi, and it can neutralize LPS and lipoteichoic acid (LTA). In addition to its antimicrobial actions, LL-37 participates at the interface of innate and adaptive immunity by modulating cytokine and chemokine production by a range of cell types, chemoattracting various immune effector cells and mesenchymal stem cells, regulating autophagy in conjunction with vitamin D, and stimulating angiogenesis and wound healing. LL-37 does not only kill bacteria, but can also modulate (suppress) neutrophil apoptosis via the activation of FPRL1 and P2X7 in bacterial infections. Suppression of neutrophil apoptosis results in the prolongation of their life span, and may be advantageous for host defense against bacterial invasion. Moreover, it functions as a chemotactic agent for neutrophils, monocytes and T cells. LL-37 is markedly resistant to proteolytic degradation and to a limited extent also cytotoxic towards mammalian cells. The antibody detects both free LL37 (MW 4 kDa)and complete hCAP18 (MW 19 kDa). The monoclonal antibody 3D11 can be used for neutralizing the function of LL-37. The ability of mast cells to kill pneumococci was significant attenuated using the monoclonal antibody 3D11. | Monoclonal antibodies | 0.5 mg 0.2 μm filtered protein G purified antibody solution in PBS with a concentration of at least 0.5 mg/ml. The endotoxin concentration is < 24 EU/mg, determined with HIT302 LAL Assay. | For immunohistology, dilutions to be used depend on detection system applied. It is recommended that users test the reagent and determine their own optimal dilutions. The typical starting working dilution is 1:50. | Human LL-37 peptide | Mouse IgG1 | Human | 1. Sørensen, O et al; Human cathelicidin, hCAP-18, is processed to the antimicrobial peptide LL-37 by extracellular cleavage with proteinase 3. Blood 2001, 97: 3951 2. Nell, M et al; Bacterial products increase expression of the human cathelicidin hCAP-18/LL-37 in cultured human sinus epithelial cells. FEMS Immunol Med Microbiol 2004, 42: 225 3. Kessenbrock, K et al; Netting neutrophils in autoimmune small-vessel vasculitis. Nature med 2009, 15: 623 4. Cruse, G et al; Human lung mast cells mediate pneumococcal cell death in response to activation by pneumolysin. J Immunol 2010, 184: 7108 5. Coffelt, S et al; The pro-inflammatory peptide LL-31 promotes ovarian tumor progression through recruitment of multipotent mesenchymal stromal cells. PNAS 2009, 106(10): p3806-3811 | Product should be stored at 4 °C. Under recommended storage conditions, product is stable for one year. | For research use only. Not for use in or on humans or animals or for diagnostics. It is the responsibility of the user to comply with all local/state and federal rules in the use of this product. Hycult Biotech is not responsible for any patent infringements that might result from the use or derivation of this product. | FS: Addition of the antibody reduces, after 3 h incubation, the cytotoxicity of D39 pneumococci induced by Human lung mast cells (HLMCs). IF: Antibody was used on isolated neutrophils fixed with PMA on lysinated glass slides and blocked with PBS-5% goat serum-1% BSA. P: Paraffin sections were deparaffinized, rehydrated and endogenous peroxidase was quenched using 0.3% H2O2 in methanol for 20 min. After antigen retrieval sections were incubated with 1.5 ug/ml antibody. | Cathelicidin antimicrobial peptide, hCAP-18, Antibacterial protein LL-37, Cap-18, CRAMP; HSD26; FALL39; FALL-39; CAMP
https://www.hycultbiotech.com/products/types/hm20700-100ug | LL-37/CAP-18, Human, mAb 3D11 | 100 µg | Functional studies, Immuno fluorescence, Paraffin sections, Western blot |  | Cationic antimicrobial peptides, such as cathelicidins play important roles in the defense against infections by eliminating a wide range of pathogens. hCAP-18/LL-37 is the only cathelicidin identified in humans and it is produced by neutrophils, monocytes, mast cells, and epithelial cells. It is stored in these cells as a propeptide, which can be cleaved extracellularly by enzymes like proteinase 3, resulting in the formation of LL-37 and a cathelin part. LL-37 is an amphipathic a-helical peptide that can affect both planktonic bacteria and those residing in biofilms, viruses such as HIV and fungi, and it can neutralize LPS and lipoteichoic acid (LTA). In addition to its antimicrobial actions, LL-37 participates at the interface of innate and adaptive immunity by modulating cytokine and chemokine production by a range of cell types, chemoattracting various immune effector cells and mesenchymal stem cells, regulating autophagy in conjunction with vitamin D, and stimulating angiogenesis and wound healing. LL-37 does not only kill bacteria, but can also modulate (suppress) neutrophil apoptosis via the activation of FPRL1 and P2X7 in bacterial infections. Suppression of neutrophil apoptosis results in the prolongation of their life span, and may be advantageous for host defense against bacterial invasion. Moreover, it functions as a chemotactic agent for neutrophils, monocytes and T cells. LL-37 is markedly resistant to proteolytic degradation and to a limited extent also cytotoxic towards mammalian cells. The antibody detects both free LL37 (MW 4 kDa)and complete hCAP18 (MW 19 kDa). The monoclonal antibody 3D11 can be used for neutralizing the function of LL-37. The ability of mast cells to kill pneumococci was significant attenuated using the monoclonal antibody 3D11. | Monoclonal antibodies | 1 ml (100 µg/ml) 0.2 µm filtered antibody solution in PBS, containing 0.1% bovine serum. | For immunohistology, dilutions to be used depend on detection system applied. It is recommended that users test the reagent and determine their own optimal dilutions. The typical starting working dilution is 1:50. | Human LL-37 peptide | Mouse IgG1 | Human | 1. Sørensen, O et al; Human cathelicidin, hCAP-18, is processed to the antimicrobial peptide LL-37 by extracellular cleavage with proteinase 3. Blood 2001, 97: 3951 2. Nell, M et al; Bacterial products increase expression of the human cathelicidin hCAP-18/LL-37 in cultured human sinus epithelial cells. FEMS Immunol Med Microbiol 2004, 42: 225 3. Kessenbrock, K et al; Netting neutrophils in autoimmune small-vessel vasculitis. Nature med 2009, 15: 623 4. Cruse, G et al; Human lung mast cells mediate pneumococcal cell death in response to activation by pneumolysin. J Immunol 2010, 184: 7108 5. Coffelt, S et al; The pro-inflammatory peptide LL-31 promotes ovarian tumor progression through recruitment of multipotent mesenchymal stromal cells. PNAS 2009, 106(10): p3806-3811 | Product should be stored at 4 °C. Under recommended storage conditions, product is stable for one year. | For research use only. Not for use in or on humans or animals or for diagnostics. It is the responsibility of the user to comply with all local/state and federal rules in the use of this product. Hycult Biotech is not responsible for any patent infringements that might result from the use or derivation of this product. | FS: Addition of the antibody reduces, after 3 h incubation, the cytotoxicity of D39 pneumococci induced by Human lung mast cells (HLMCs). IF: Antibody was used on isolated neutrophils fixed with PMA on lysinated glass slides and blocked with PBS-5% goat serum-1% BSA. P: Paraffin sections were deparaffinized, rehydrated and endogenous peroxidase was quenched using 0.3% H2O2 in methanol for 20 min. After antigen retrieval sections were incubated with 1.5 ug/ml antibody. | Cathelicidin antimicrobial peptide, hCAP-18, Antibacterial protein LL-37, Cap-18, CRAMP; HSD26; FALL39; FALL-39; CAMP
https://www.hycultbiotech.com/products/types/hm2068pe-25 | TLR4, Human, mAb HTA125, PE | 25 tests | Flow cytometry, Functional studies, Immuno assays, Immuno fluorescence, Immuno precipitation, Western blot |  | Toll-like receptors (TLRs) are highly conserved from Drosophila to humans and share structural and functional similarities. TLRs constitute of a family of pattern recognition receptors (PRRs) that mediate cellular responses to a large variety of pathogens (viruses, bacteria, and parasites) by specific recognition of so-called ‘pathogen-associated molecular patterns’. Activation of TLRs, a family of at least 11 different members that function either as homo- or heterodimers, leads to activation of NFκB-dependent and IFN-regulatory factor-dependent signaling pathways. TLRs have a central role in innate immunity and are also required for the development of an adaptive immune response. TLRs are expressed by various cells of the immune system, such as macrophages and dendritic cells. TLRs are class I receptors, with a single α-helix that spans the cell membrane. They recognize and respond to molecules derived from bacterial, viral and fungal pathogens, such as lipopolysaccharide (LPS) from the outer membrane of Gram negative bacteria, peptidoglycan fragments from bacterial cell walls and single-stranded and double-stranded RNA from viruses. Toll-like receptor 4 (TLR4; CD284) has been identified, next to MD-2 and CD14, as a receptor that is central to the innate immune response to LPS of Gram-negative bacteria. TLR4 is unique among TLRs in its ability to activate two distinct signaling pathways; one pathway is activated by the adaptors TIRAP (Toll/interleukin-1- receptor (TIR)-domain-containing adaptor protein) and MyD88, which leads to the induction of pro‑inflammatory cytokines. The second pathway is activated by the adaptors TRIF (TIR-domaincontaining adaptor protein inducing interferon‑β) and TRAM (TRIFrelated adaptor molecule), which leads to the induction of type I interferons. The monoclonal antibody HTA125 is a TLR4 function-blocking antibody. HTA125 recognizes preferentially human TLR4 that is associated with MD-2. | Monoclonal antibodies | 25 tests 0.2 µm filtered antibody solution in PBS, containing 1% bovine serum albumin and 0.02% sodium azide. | For flow cytometry and immunohistology dilutions to be used depend on detection system applied. It is recommended that users test the reagent and determine their own optimal dilutions. The typical starting working dilution is 1:50. For neutralization of biological activity in vitro dilutions have to be made according to the amounts of TLR4 to be inactivated. Before use in biological assays, the product must be filter sterilized and depending on the concentration to be used dialyzed against culture medium to remove the sodium azide added. Please inquire for availability of azide free solutions. | BALB/c mice were immunized with the Ba/F3 line expressing TLR4. | Mouse IgG2a | Human | 1. Shimazu, R et al; MD-2, a molecule that confers lipopolysaccharide responsiveness on Toll-like receptor 4. J Exp Med 1999, 189: 1777 2. Tabeta, K et al; Toll-like receptors confer responsiveness to lipopolysaccharide from porphyromonas gingivalis in human gingival fibroblasts. Infect Immun 2000, 68: 3731 3. Akashi, S et al; Regulatory roles for CD14 and phosphatidylinositol in the signaling via Toll-like receptor 4-MD-2. Biochem Biophys Res Commun 2000, 268: 172 4. Wang, J et al; Involvement of CD14 and Toll-like receptors in activation of human monocytes by Aspergillus fumigatus hyphae. Infect Immun 2001, 69: 2402 5. Walton, K et al; Receptors involved in the oxidized 1-palmitoyl-2 arachidonoyl-sn-glycero-3- phosphorylcholine-mediated synthesis of interleukin-8. J Biol Chem 2003, 278: 29661 6. Triantafilou, M et al; Lateral diffusion of Toll-like receptors reveals that they are transiently confined within lipid rafts on the plasma membrane. J Cell Sci 2004, 117: 4007 7. Elner, S et al; TLR4 mediates human retinal pigment epithelial endotoxin binding and cytokine expression. Trans Am Ophthalmol Soc 2005, 103: 126 8. Burgener, I et al; Antibodies specific for human or murine Toll-like receptors detect canine leukocytes by flow cytometry. Vet Immunol Immunopathol 2008, 124: 184 9. Brüll, F et al; TLR2 activation is essential to induce a Th1 shift in human peripheral blood mononuclear cells by plant stanols and plant sterols. J Biol Chem 2010, 285: 2951 | Product should be stored at 4 °C. Under recommended storage conditions, product is stable for one year. | For research use only. Not for use in or on humans or animals or for diagnostics. It is the responsibility of the user to comply with all local/state and Federal rules in the use of this product. Hycult Biotech is not responsible for any patent infringements that might result with the use of or derivation of this product. | FC: 300000 cells/50 µl were stained with 2 µg antibody for 30 minutes at 4 °C FS: In cell culture 10 µg/ml IF: Oregon green labeled HTA125 was used in FRAP measurements IP: HTA125 (4 mg/ml) coupled to Sepharose 4FF beads was added to cell lysate and incubated for 2 hours at 4 °C W: 20 mg protein was analyzed on SDS-PAGE and transferred to nitrocellulose. Blot was blocked with TBS/5% dry milk/0.1% tween-20 | TLR4, CD284, ARMD10
https://www.hycultbiotech.com/products/types/hm2068pe-100 | TLR4, Human, mAb HTA125, PE | 100 tests | Flow cytometry, Functional studies, Immuno assays, Immuno fluorescence, Immuno precipitation, Western blot |  | Toll-like receptors (TLRs) are highly conserved from Drosophila to humans and share structural and functional similarities. TLRs constitute of a family of pattern recognition receptors (PRRs) that mediate cellular responses to a large variety of pathogens (viruses, bacteria, and parasites) by specific recognition of so-called ‘pathogen-associated molecular patterns’. Activation of TLRs, a family of at least 11 different members that function either as homo- or heterodimers, leads to activation of NFκB-dependent and IFN-regulatory factor-dependent signaling pathways. TLRs have a central role in innate immunity and are also required for the development of an adaptive immune response. TLRs are expressed by various cells of the immune system, such as macrophages and dendritic cells. TLRs are class I receptors, with a single α-helix that spans the cell membrane. They recognize and respond to molecules derived from bacterial, viral and fungal pathogens, such as lipopolysaccharide (LPS) from the outer membrane of Gram negative bacteria, peptidoglycan fragments from bacterial cell walls and single-stranded and double-stranded RNA from viruses. Toll-like receptor 4 (TLR4; CD284) has been identified, next to MD-2 and CD14, as a receptor that is central to the innate immune response to LPS of Gram-negative bacteria. TLR4 is unique among TLRs in its ability to activate two distinct signaling pathways; one pathway is activated by the adaptors TIRAP (Toll/interleukin-1- receptor (TIR)-domain-containing adaptor protein) and MyD88, which leads to the induction of pro‑inflammatory cytokines. The second pathway is activated by the adaptors TRIF (TIR-domaincontaining adaptor protein inducing interferon‑β) and TRAM (TRIFrelated adaptor molecule), which leads to the induction of type I interferons. The monoclonal antibody HTA125 is a TLR4 function-blocking antibody. HTA125 recognizes preferentially human TLR4 that is associated with MD-2. | Monoclonal antibodies | 100 tests 0.2 µm filtered antibody solution in PBS, containing 1% bovine serum albumin and 0.02% sodium azide. | For flow cytometry and immunohistology dilutions to be used depend on detection system applied. It is recommended that users test the reagent and determine their own optimal dilutions. The typical starting working dilution is 1:50. For neutralization of biological activity in vitro dilutions have to be made according to the amounts of TLR4 to be inactivated. Before use in biological assays, the product must be filter sterilized and depending on the concentration to be used dialyzed against culture medium to remove the sodium azide added. Please inquire for availability of azide free solutions. | BALB/c mice were immunized with the Ba/F3 line expressing TLR4. | Mouse IgG2a | Human | 1. Shimazu, R et al; MD-2, a molecule that confers lipopolysaccharide responsiveness on Toll-like receptor 4. J Exp Med 1999, 189: 1777 2. Tabeta, K et al; Toll-like receptors confer responsiveness to lipopolysaccharide from porphyromonas gingivalis in human gingival fibroblasts. Infect Immun 2000, 68: 3731 3. Akashi, S et al; Regulatory roles for CD14 and phosphatidylinositol in the signaling via Toll-like receptor 4-MD-2. Biochem Biophys Res Commun 2000, 268: 172 4. Wang, J et al; Involvement of CD14 and Toll-like receptors in activation of human monocytes by Aspergillus fumigatus hyphae. Infect Immun 2001, 69: 2402 5. Walton, K et al; Receptors involved in the oxidized 1-palmitoyl-2 arachidonoyl-sn-glycero-3- phosphorylcholine-mediated synthesis of interleukin-8. J Biol Chem 2003, 278: 29661 6. Triantafilou, M et al; Lateral diffusion of Toll-like receptors reveals that they are transiently confined within lipid rafts on the plasma membrane. J Cell Sci 2004, 117: 4007 7. Elner, S et al; TLR4 mediates human retinal pigment epithelial endotoxin binding and cytokine expression. Trans Am Ophthalmol Soc 2005, 103: 126 8. Burgener, I et al; Antibodies specific for human or murine Toll-like receptors detect canine leukocytes by flow cytometry. Vet Immunol Immunopathol 2008, 124: 184 9. Brüll, F et al; TLR2 activation is essential to induce a Th1 shift in human peripheral blood mononuclear cells by plant stanols and plant sterols. J Biol Chem 2010, 285: 2951 | Product should be stored at 4 °C. Under recommended storage conditions, product is stable for one year. | For research use only. Not for use in or on humans or animals or for diagnostics. It is the responsibility of the user to comply with all local/state and Federal rules in the use of this product. Hycult Biotech is not responsible for any patent infringements that might result with the use of or derivation of this product. | FC: 300000 cells/50 µl were stained with 2 µg antibody for 30 minutes at 4 °C FS: In cell culture 10 µg/ml IF: Oregon green labeled HTA125 was used in FRAP measurements IP: HTA125 (4 mg/ml) coupled to Sepharose 4FF beads was added to cell lysate and incubated for 2 hours at 4 °C W: 20 mg protein was analyzed on SDS-PAGE and transferred to nitrocellulose. Blot was blocked with TBS/5% dry milk/0.1% tween-20 | TLR4, CD284, ARMD10
https://www.hycultbiotech.com/products/types/hm2068f-100ug | TLR4, Human, mAb HTA125, FITC | 100 µg | Flow cytometry, Functional studies, Immuno assays, Immuno fluorescence, Immuno precipitation, Western blot |  | Toll-like receptors (TLRs) are highly conserved from Drosophila to humans and share structural and functional similarities. TLRs constitute of a family of pattern recognition receptors (PRRs) that mediate cellular responses to a large variety of pathogens (viruses, bacteria, and parasites) by specific recognition of so-called ‘pathogen-associated molecular patterns’. Activation of TLRs, a family of at least 11 different members that function either as homo- or heterodimers, leads to activation of NFκB-dependent and IFN-regulatory factor-dependent signaling pathways. TLRs have a central role in innate immunity and are also required for the development of an adaptive immune response. TLRs are expressed by various cells of the immune system, such as macrophages and dendritic cells. TLRs are class I receptors, with a single α-helix that spans the cell membrane. They recognize and respond to molecules derived from bacterial, viral and fungal pathogens, such as lipopolysaccharide (LPS) from the outer membrane of Gram negative bacteria, peptidoglycan fragments from bacterial cell walls and single-stranded and double-stranded RNA from viruses. Toll-like receptor 4 (TLR4; CD284) has been identified, next to MD-2 and CD14, as a receptor that is central to the innate immune response to LPS of Gram-negative bacteria. TLR4 is unique among TLRs in its ability to activate two distinct signaling pathways; one pathway is activated by the adaptors TIRAP (Toll/interleukin-1- receptor (TIR)-domain-containing adaptor protein) and MyD88, which leads to the induction of pro‑inflammatory cytokines. The second pathway is activated by the adaptors TRIF (TIR-domaincontaining adaptor protein inducing interferon‑β) and TRAM (TRIFrelated adaptor molecule), which leads to the induction of type I interferons. The monoclonal antibody HTA125 is a TLR4 function-blocking antibody. HTA125 recognizes preferentially human TLR4 that is associated with MD-2. | Monoclonal antibodies | 1 ml (100 µg/ml) 0.2 µm filtered FITC conjugated antibody solution in PBS, containing 0.02% sodium azide and 1% bovine serum albumin. | For flow cytometry and immunohistology dilutions to be used depend on detection system applied. It is recommended that users test the reagent and determine their own optimal dilutions. Use 10 µg;l of the neat solution to label 106 cells or 100 µg;l whole blood. | BALB/c mice were immunized with the Ba/F3 line expressing TLR4. | Mouse IgG2a | Human | 1. Shimazu, R et al; MD-2, a molecule that confers lipopolysaccharide responsiveness on Toll-like receptor 4. J Exp Med 1999, 189: 1777 2. Tabeta, K et al; Toll-like receptors confer responsiveness to lipopolysaccharide from porphyromonas gingivalis in human gingival fibroblasts. Infect Immun 2000, 68: 3731 3. Akashi, S et al; Regulatory roles for CD14 and phosphatidylinositol in the signaling via Toll-like receptor 4-MD-2. Biochem Biophys Res Commun 2000, 268: 172 4. Wang, J et al; Involvement of CD14 and Toll-like receptors in activation of human monocytes by Aspergillus fumigatus hyphae. Infect Immun 2001, 69: 2402 5. Walton, K et al; Receptors involved in the oxidized 1-palmitoyl-2 arachidonoyl-sn-glycero-3- phosphorylcholine-mediated synthesis of interleukin-8. J Biol Chem 2003, 278: 29661 6. Triantafilou, M et al; Lateral diffusion of Toll-like receptors reveals that they are transiently confined within lipid rafts on the plasma membrane. J Cell Sci 2004, 117: 4007 7. Elner, S et al; TLR4 mediates human retinal pigment epithelial endotoxin binding and cytokine expression. Trans Am Ophthalmol Soc 2005, 103: 126 8. Burgener, I et al; Antibodies specific for human or murine Toll-like receptors detect canine leukocytes by flow cytometry. Vet Immunol Immunopathol 2008, 124: 184 9. Brüll, F et al; TLR2 activation is essential to induce a Th1 shift in human peripheral blood mononuclear cells by plant stanols and plant sterols. J Biol Chem 2010, 285: 2951 | Product should be stored at 4 °C. Under recommended storage conditions, product is stable for one year. | For research use only. Not for use in or on humans or animals or for diagnostics. It is the responsibility of the user to comply with all local/state and Federal rules in the use of this product. Hycult Biotech is not responsible for any patent infringements that might result with the use of or derivation of this product. | FC: 300000 cells/50 µl were stained with 2 µg antibody for 30 minutes at 4 °C FS: In cell culture 10 µg/ml IF: Oregon green labeled HTA125 was used in FRAP measurements IP: HTA125 (4 mg/ml) coupled to Sepharose 4FF beads was added to cell lysate and incubated for 2 hours at 4 °C W: 20 mg protein was analyzed on SDS-PAGE and transferred to nitrocellulose. Blot was blocked with TBS/5% dry milk/0.1% tween-20 | TLR4, CD284, ARMD10
https://www.hycultbiotech.com/products/types/hm2068-100ug | TLR4, Human, mAb HTA125 | 100 µg | Flow cytometry, Functional studies, Immuno assays, Immuno fluorescence, Immuno precipitation, Western blot |  | Toll-like receptors (TLRs) are highly conserved from Drosophila to humans and share structural and functional similarities. TLRs constitute of a family of pattern recognition receptors (PRRs) that mediate cellular responses to a large variety of pathogens (viruses, bacteria, and parasites) by specific recognition of so-called ‘pathogen-associated molecular patterns’. Activation of TLRs, a family of at least 11 different members that function either as homo- or heterodimers, leads to activation of NFκB-dependent and IFN-regulatory factor-dependent signaling pathways. TLRs have a central role in innate immunity and are also required for the development of an adaptive immune response. TLRs are expressed by various cells of the immune system, such as macrophages and dendritic cells. TLRs are class I receptors, with a single α-helix that spans the cell membrane. They recognize and respond to molecules derived from bacterial, viral and fungal pathogens, such as lipopolysaccharide (LPS) from the outer membrane of Gram negative bacteria, peptidoglycan fragments from bacterial cell walls and single-stranded and double-stranded RNA from viruses. Toll-like receptor 4 (TLR4; CD284) has been identified, next to MD-2 and CD14, as a receptor that is central to the innate immune response to LPS of Gram-negative bacteria. TLR4 is unique among TLRs in its ability to activate two distinct signaling pathways; one pathway is activated by the adaptors TIRAP (Toll/interleukin-1- receptor (TIR)-domain-containing adaptor protein) and MyD88, which leads to the induction of pro‑inflammatory cytokines. The second pathway is activated by the adaptors TRIF (TIR-domaincontaining adaptor protein inducing interferon‑β) and TRAM (TRIFrelated adaptor molecule), which leads to the induction of type I interferons. The monoclonal antibody HTA125 is a TLR4 function-blocking antibody. HTA125 recognizes preferentially human TLR4 that is associated with MD-2. | Monoclonal antibodies | 1ml (100 µg/ml) 0.2 µm filtered antibody solution in PBS, containing 0.02% sodium azide and 0.1% bovine serum albumin. | For flow cytometry and immunohistology dilutions to be used depend on detection system applied. It is recommended that users test the reagent and determine their own optimal dilutions. The typical starting working dilution is 1:50. For neutralization of biological activity in vitro dilutions have to be made according to the amounts of TLR4 to be inactivated. Before use in biological assays, the product must be filter sterilized and depending on the concentration to be used dialyzed against culture medium to remove the sodium azide added. Please inquire for availability of azide free solutions. | BALB/c mice were immunized with the Ba/F3 line expressing TLR4. | Mouse IgG2a | Human | 1. Shimazu, R et al; MD-2, a molecule that confers lipopolysaccharide responsiveness on Toll-like receptor 4. J Exp Med 1999, 189: 1777 2. Tabeta, K et al; Toll-like receptors confer responsiveness to lipopolysaccharide from porphyromonas gingivalis in human gingival fibroblasts. Infect Immun 2000, 68: 3731 3. Akashi, S et al; Regulatory roles for CD14 and phosphatidylinositol in the signaling via Toll-like receptor 4-MD-2. Biochem Biophys Res Commun 2000, 268: 172 4. Wang, J et al; Involvement of CD14 and Toll-like receptors in activation of human monocytes by Aspergillus fumigatus hyphae. Infect Immun 2001, 69: 2402 5. Walton, K et al; Receptors involved in the oxidized 1-palmitoyl-2 arachidonoyl-sn-glycero-3- phosphorylcholine-mediated synthesis of interleukin-8. J Biol Chem 2003, 278: 29661 6. Triantafilou, M et al; Lateral diffusion of Toll-like receptors reveals that they are transiently confined within lipid rafts on the plasma membrane. J Cell Sci 2004, 117: 4007 7. Elner, S et al; TLR4 mediates human retinal pigment epithelial endotoxin binding and cytokine expression. Trans Am Ophthalmol Soc 2005, 103: 126 8. Burgener, I et al; Antibodies specific for human or murine Toll-like receptors detect canine leukocytes by flow cytometry. Vet Immunol Immunopathol 2008, 124: 184 9. Brüll, F et al; TLR2 activation is essential to induce a Th1 shift in human peripheral blood mononuclear cells by plant stanols and plant sterols. J Biol Chem 2010, 285: 2951 | Product should be stored at 4 °C. Under recommended storage conditions, product is stable for one year. | For research use only. Not for use in or on humans or animals or for diagnostics. It is the responsibility of the user to comply with all local/state and Federal rules in the use of this product. Hycult Biotech is not responsible for any patent infringements that might result with the use of or derivation of this product. | FC: 300000 cells/50 µl were stained with 2 µg antibody for 30 minutes at 4 °C FS: In cell culture 10 µg/ml IF: Oregon green labeled HTA125 was used in FRAP measurements IP: HTA125 (4 mg/ml) coupled to Sepharose 4FF beads was added to cell lysate and incubated for 2 hours at 4 °C W: 20 mg protein was analyzed on SDS-PAGE and transferred to nitrocellulose. Blot was blocked with TBS/5% dry milk/0.1% tween-20 | TLR4, CD284, ARMD10
https://www.hycultbiotech.com/products/types/hm2066f-100ug | TLR2, Human, mAb TL2.3, FITC | 100 µg | Flow cytometry, Frozen sections, Functional studies, Immuno assays, Immuno fluorescence, Western blot |  | Toll-like receptors (TLR) are highly conserved throughout evolution and have been implicated in the innate defense to many pathogens. In Drosophila, toll is required for the anti-fungal response, while the related 18-wheeler is involved in antibacterial defenses. In mammals, TLR identified as type I transmembrane signaling receptors with pattern recognition capabilities, have been implicated in the innate host defense to pathogens. TLR2 has been identified as a receptor that is central to the innate immune response to lipoproteins of Gram-negative bacteria, several whole Gram-positive bacteria, as well as a receptor for peptidoglycan and lipoteichoic acid and other bacterial cell membrane products. A functional interaction between TLR2 and TLR6 in the cellular response to various bacterial products has been discovered. The currently accepted paradigm regards TLR2 as an essential receptor for many eubacterial cell wall components, including lipoproteins and peptidoglycan. Bacterial species as diverse as mycobacteria, spirochetes, mycoplasma, Staphylococcus aureus, and Streptococcus pneumoniae have all been shown to mediate cellular activation via TLR2 (CD282). The FITC conjugated monoclonal antibody TL2.3 is specific for human TLR2 (CD282). TL2.3 is useful for studies on the role of TLR2 as a pattern recognition receptor in microbial products induced cytokine production by TLR2 bearing cells such as human peripheral blood mononuclear cells. The human Toll-like receptor 2 (TLR2) is Patent protected by US Patent no. US 7,071,310. License rights on the Patent are acquired from Leiv Eriksson Nukaping AS, Norway. Hycult Biotech is not responsible for any patent infringements that might result with the use or derivation of this product. | Monoclonal antibodies | 1 ml (100 μg/ml) 0.2 μm filtered protein G purified FITC conjugated antibody solution in PBS, containing 1% bovine serum albumin and 0.02% sodium azide. | Dilutions to be used depend on detection system applied. It is recommended that users test the reagent and determine their own optimal dilutions. The typical starting working dilution is 1:50. | Human TLR2-expressing CHO cells | Mouse IgG2a | Human | 1. Flo, T et al; Differential expression of Toll-like receptor 2 in human cells. J Leukoc Biol 2001, 69: 474 2. Schjetne, K et al; Link between innate and adaptive immunity: Toll-like receptor 2 internalizes antigen for presentation to CD4+ T cells and could be an efficient vaccine target. J Immunol 2003, 171: 32 3. Siedlar, M et al; Tolerance induced by the lipopeptide Pam3Cys is due to ablation of IL-1R-associated kinase 1. J Immunol 2004, 173: 2736 4. Tunheim, G et al; Human receptors of innate immunity (CD14, TLR2) are promising targets for novel recombinant immunoglobulin-based vaccine candidates. Vaccine 2007, 25: 4723 5. Burgener, I et al; Antibodies specific for human or murine Toll-like receptors detect canine leukocytes by flow cytometry. Vet Immunol Immunopathol 2008, 124; 184 6. Tehrani, M et al; Decreased levels of soluble Toll-like Receptor 2 in patients with asthma. Reports of Biochemistry & Molecular Biology 2012, 1:30 7. Stribos, E et al; Renal expression of Toll-like receptor 2 and 4: Dynamics in human allograft injury and comparison to rodents. Molecular Immunology 2015, 64: 82 | Product should be stored at 4 °C. Under recommended storage conditions, product is stable for one year | For research use only. Not for use in or on humans or animals or for diagnostics. It is the responsibility of the user to comply with all local/state and federal rules in the use of this product. Hycult Biotech is not responsible for any patent infringements that might result from the use or derivation of this product. |  | Toll-like receptor 2, Toll/interleukin-1 receptor-like protein 4, CD282 Gene name: TLR2, TIL4
https://www.hycultbiotech.com/products/types/hm2066-100ug | TLR2, Human, mAb TL2.3 | 100 µg | Flow cytometry, Frozen sections, Functional studies, Immuno assays, Immuno fluorescence, Western blot |  | Toll-like receptors (TLR) are highly conserved throughout evolution and have been implicated in the innate defense to many pathogens. In Drosophila, toll is required for the anti-fungal response, while the related 18-wheeler is involved in antibacterial defenses. In mammals, TLR identified as type I transmembrane signaling receptors with pattern recognition capabilities, have been implicated in the innate host defense to pathogens. TLR2 has been identified as a receptor that is central to the innate immune response to lipoproteins of Gram-negative bacteria, several whole Gram-positive bacteria, as well as a receptor for peptidoglycan and lipoteichoic acid and other bacterial cell membrane products. A functional interaction between TLR2 and TLR6 in the cellular response to various bacterial products has been discovered. The currently accepted paradigm regards TLR2 as an essential receptor for many eubacterial cell wall components, including lipoproteins and peptidoglycan. Bacterial species as diverse as mycobacteria, spirochetes, mycoplasma, Staphylococcus aureus, and Streptococcus pneumoniae have all been shown to mediate cellular activation via TLR2 (CD282). The monoclonal antibody TL2.3 is specific for human TLR2 (CD282). TL2.3 is useful for studies on the role of TLR2 as a pattern recognition receptor in microbial products induced cytokine production by TLR2 bearing cells such as human peripheral blood mononuclear cells. The monoclonal antibody TL23 is cross reactive with canine TLR2. | Monoclonal antibodies | 1 ml (100 µg/ml) 0.2 µm filtered antibody solution in PBS, containing 0.1% bovine serum albumin | For immunohistology, flow cytometry and Western blotting, dilutions to be used depend on detection system applied. It is recommended that users test the reagent and determine their own optimal dilutions. The typical starting working dilution is 1:50. For functional studies, in vitro dilutions have to be optimized in user's experimental setting. | Human TLR2-expressing CHO cells | Mouse IgG2a | Human | 1. Flo, T et al; Differential expression of Toll-like receptor 2 in human cells. J Leukoc Biol 2001, 69: 474 2. Schjetne, K et al; Link between innate and adaptive immunity: Toll-like receptor 2 internalizes antigen for presentation to CD4+ T cells and could be an efficient vaccine target. J Immunol 2003, 171: 32 3. Siedlar, M et al; Tolerance induced by the lipopeptide Pam3Cys is due to ablation of IL-1R-associated kinase 1. J Immunol 2004, 173: 2736 4. Tunheim, G et al; Human receptors of innate immunity (CD14, TLR2) are promising targets for novel recombinant immunoglobulin-based vaccine candidates. Vaccine 2007, 25: 4723 5. Burgener, I et al; Antibodies specific for human or murine Toll-like receptors detect canine leukocytes by flow cytometry. Vet Immunol Immunopathol 2008, 124; 184 | Product should be stored at 4 °C. Under recommended storage conditions, product is stable for one year. | For research use only. Not for use in or on humans or animals or for diagnostics. It is the responsibility of the user to comply with all local/state and Federal rules in the use of this product. The human Toll-like receptor 2 (TLR2) is Patent protected by US Patent no. US 7,071,310. License rights on the Patent are acquired from Leiv Eriksson Nukaping AS, Norway. Hycult Biotech is not responsible for any patent infringements that might result with the use or derivation of this product. |  | CD282, TIL4
https://www.hycultbiotech.com/products/types/hm2064bt-50ug | TLR2, Human, mAb TL2.1, biotinylated | 50 µg | Flow cytometry, Frozen sections, Functional studies, Immuno fluorescence, Immuno precipitation, Paraffin sections, Western blot |  | The monoclonal antibody TL2.1 recognizes human Toll-like receptor 2 (TLR2, CD282). Toll-like receptors (TLR) are highly conserved throughout evolution and are involved in the innate defence to many pathogens. In Drosophila toll is required for the anti-fungal response, while the related 18-wheeler is involved in antibacterial defences. In mammals, TLRs are identified as type I transmembrane signaling receptors with pattern recognition capabilities. They have been implicated in the innate host defence to pathogens. TLR2 is expressed on macrophages, smooth muscle, lung, spleen, thymus, brain and adipose tissue. TLR2 has been identified as a receptor that is central to the innate immune response to lipoproteins of Gram-negative bacteria, several whole Gram-positive bacteria, as well as a receptor for peptidoglycan and lipoteichoic acid and other bacterial cell membrane products. A functional interaction between TLR2 and TLR6 in the cellular response to various bacterial products has been discovered. TLR2 cooperates with LY96 to mediate the innate immune response to bacterial lipoproteins and other microbial cell wall components. It cooperates with TLR1 to mediate te innate immune response to bacterial lipoproteins or lipopeptides. It acts via MYD88 and TRAF6, leading to NF-κ-B activation, cytokine secretion and the inflammatory response. TLR2 also promotes apoptosis in response to lipoproteins. Bacterial species as diverse as mycobacteria, spirochetes, mycoplasma, S. aureus, B Burgdorferi, T pallidum, M fermentans and Streptococcus pneumoniae have all been shown to mediate cellular activation via TLR2. The monoclonal antibody TL2.1 is a TLR2 function blocking antibody that is useful for studies on the role of TLR2 as a pattern recognition receptor in microbial products induced cytokine production by TLR2 bearing cells such as human peripheral blood mononuclear cells. | Monoclonal antibodies | 0.5 ml (100 μg/ml) 0.2 μm filtered protein G purified biotinylated antibody solution in PBS, containing 0.1% bovine serum albumin and 0.02% sodium azide. | Dilutions to be used depend on detection system applied. It is recommended that users test the reagent and determine their own optimal dilutions. The typical starting working dilution is 1:50. | Recombinant human TLR2 produced by the CHO/CD14 reporter cell line | Mouse IgG2a | Human | 1. Lien, E et al; Toll-like receptor 2 functions as a pattern recognition receptor for diverse bacterial products. J Biol Chem 1999, 274: 33419 2. Flo, T et al; Differential expression of Toll-like receptor 2 in human cells. J Leukoc Biol 2001, 69: 474 3. Faure, E et al; Bacterial lipopolysaccharide and IFN-γ induce Toll-like receptor 2 and Toll-like receptor 4 expression in human endothelial cells: role of NF-κB activation. J Immunol 2001, 166: 2018 4. Droemann, D et al; Toll-like receptor 2 is expressed by alveolar epithelial cells type II and macrophages in the human lung. Histochem Cell Biol 2003, 119: 103 5. Burgener, I et al; Antibodies specific for human or murine Toll-like receptors detect canine leukocytes by flow cytometry. Vet Immunol Immunopathol 2008, 124; 184 6. Elsori, D et al; Protein kinase C is a critical component of Dectin-1 signaling in primary human monocytes. J Leukoc Biol 2011, 90: 599 7. Gaudreault, E et al; TAK1 contributes to the enhanced responsiveness of LTB4-treated neutrophils to Toll-like receptor ligands. Int. Immunol 2012, 24: 693 8. Imamura, Y et al; Salivary histatin 3 inhibits heat shock cognate protein 70-mediated inflammatory cytokine production through toll-like receptors in human gingival fibroblasts. J Inflamm 2014, 11: 4 | Product should be stored at 4 °C. Under recommended storage conditions, product is stable for at least one year. The exact expiry date is indicated on the label | For research use only. Not for use in or on humans or animals or for diagnostics. It is the responsibility of the user to comply with all local/state and federal rules in the use of this product. Hycult Biotech is not responsible for any patent infringements that might result from the use or derivation of this product. | FC: 2 µg antibody per 300000 cells; untreated as well as 0.4 % formaldehyde fixed cells can be used; do not permeabilize the cells or use 4 % faraformaldehyde as fixative! (Ref 5) IF: HMECs were fixed with 4% paraformaldehyde in PBS, permeabilized and blocked before staining; antibody concentration used 5-10 µg/ml W: peripheral blood mononuclear cells; non-reduced; 1 µg/ml antibody; size ~90 kDa F: fixed in acetone; 3 % H2O2 for blockade of endogenous peroxidases; human tonsils as positive control (useful, but clone TL2.3 (HM2066) is preferred; Ref 2) P: HOPE-fixed;alveolar epithelial cells type II in human lung as positive control; 1 µg/ml antibody for 16 hr at 4 °C (Ref 4) IP: lysed monocytes were immunoprecipitated with antibody-conjugated Sepharose; size ~90 kDa (Ref 2) FS: 1 µg/5x107 cells; antibody blocks TNFa release (induced by bacteria) from peripheral blood mononuclear cells (Ref 1) | Toll-Like receptor 2, CD282, TLR2 Gene name: TLR2
https://www.hycultbiotech.com/products/types/hm2064-500ug | TLR2, Human, mAb TL2.1, functional study antibody, low endotoxin | 0.5 mg | Flow cytometry, Frozen sections, Functional studies, Immuno fluorescence, Immuno precipitation, Paraffin sections, Western blot |  | The monoclonal antibody TL2.1 recognizes human Toll-like receptor 2 (TLR2, CD282). Toll-like receptors (TLR) are highly conserved throughout evolution and are involved in the innate defence to many pathogens. In Drosophila toll is required for the anti-fungal response, while the related 18-wheeler is involved in antibacterial defences. In mammals, TLRs are identified as type I transmembrane signaling receptors with pattern recognition capabilities. They have been implicated in the innate host defence to pathogens. TLR2 is expressed on macrophages, smooth muscle, lung, spleen, thymus, brain and adipose tissue. TLR2 has been identified as a receptor that is central to the innate immune response to lipoproteins of Gram-negative bacteria, several whole Gram-positive bacteria, as well as a receptor for peptidoglycan and lipoteichoic acid and other bacterial cell membrane products. A functional interaction between TLR2 and TLR6 in the cellular response to various bacterial products has been discovered. TLR2 cooperates with LY96 to mediate the innate immune response to bacterial lipoproteins and other microbial cell wall components. It cooperates with TLR1 to mediate te innate immune response to bacterial lipoproteins or lipopeptides. It acts via MYD88 and TRAF6, leading to NF-κ-B activation, cytokine secretion and the inflammatory response. TLR2 also promotes apoptosis in response to lipoproteins. Bacterial species as diverse as mycobacteria, spirochetes, mycoplasma, S. aureus, B Burgdorferi, T pallidum, M fermentans and Streptococcus pneumoniae have all been shown to mediate cellular activation via TLR2. The monoclonal antibody TL2.1 is a TLR2 function blocking antibody that is useful for studies on the role of TLR2 as a pattern recognition receptor in microbial products induced cytokine production by TLR2 bearing cells such as human peripheral blood mononuclear cells | Monoclonal antibodies | 0.5 mg 0.2 μm filtered protein G purified antibody solution in PBS with a concentration of at least 0.5 mg/ml. The endotoxin concentration is < 24 EU/mg, determined with HIT302 LAL Assay. | Dilutions to be used depend on detection system applied. It is recommended that users test the reagent and determine their own optimal dilutions. The typical starting working dilution is 1:50. | Recombinant human TLR2 produced by the CHO/CD14 reporter cell line | Mouse IgG2a | Human | 1. Lien, E et al; Toll-like receptor 2 functions as a pattern recognition receptor for diverse bacterial products. J Biol Chem 1999, 274: 33419 2. Flo, T et al; Differential expression of Toll-like receptor 2 in human cells. J Leukoc Biol 2001, 69: 474 3. Faure, E et al; Bacterial lipopolysaccharide and IFN-γ induce Toll-like receptor 2 and Toll-like receptor 4 expression in human endothelial cells: role of NF-κB activation. J Immunol 2001, 166: 2018 4. Droemann, D et al; Toll-like receptor 2 is expressed by alveolar epithelial cells type II and macrophages in the human lung. Histochem Cell Biol 2003, 119: 103 5. Burgener, I et al; Antibodies specific for human or murine Toll-like receptors detect canine leukocytes by flow cytometry. Vet Immunol Immunopathol 2008, 124; 184 6. Elsori, D et al; Protein kinase C is a critical component of Dectin-1 signaling in primary human monocytes. J Leukoc Biol 2011, 90: 599 7. Gaudreault, E et al; TAK1 contributes to the enhanced responsiveness of LTB4-treated neutrophils to Toll-like receptor ligands. Int. Immunol 2012, 24: 693 8. Imamura, Y et al; Salivary histatin 3 inhibits heat shock cognate protein 70-mediated inflammatory cytokine production through toll-like receptors in human gingival fibroblasts. J Inflamm 2014, 11: 4 | Product should be stored at 4 °C. Under recommended storage conditions, product is stable for at least one year. The exact expiry date is indicated on the label | For research use only. Not for use in or on humans or animals or for diagnostics. It is the responsibility of the user to comply with all local/state and federal rules in the use of this product. Hycult Biotech is not responsible for any patent infringements that might result from the use or derivation of this product. | FC: 2 µg antibody per 300000 cells; untreated as well as 0.4 % formaldehyde fixed cells can be used; do not permeabilize the cells or use 4 % faraformaldehyde as fixative! (Ref 5) IF: HMECs were fixed with 4% paraformaldehyde in PBS, permeabilized and blocked before staining; antibody concentration used 5-10 µg/ml W: peripheral blood mononuclear cells; non-reduced; 1 µg/ml antibody; size ~90 kDa F: fixed in acetone; 3 % H2O2 for blockade of endogenous peroxidases; human tonsils as positive control (useful, but clone TL2.3 (HM2066) is preferred; Ref 2) P: HOPE-fixed;alveolar epithelial cells type II in human lung as positive control; 1 µg/ml antibody for 16 hr at 4 °C (Ref 4) IP: lysed monocytes were immunoprecipitated with antibody-conjugated Sepharose; size ~90 kDa (Ref 2) FS: 1 µg/5x107 cells; antibody blocks TNFa release (induced by bacteria) from peripheral blood mononuclear cells (Ref 1) | Toll-Like receptor 2, CD282, TLR2 Gene name: TLR2
https://www.hycultbiotech.com/products/types/hm2064f-100ug | TLR2, Human, mAb TL2.1, FITC | 100 µg | Flow cytometry, Frozen sections, Functional studies, Immuno fluorescence, Immuno precipitation, Paraffin sections, Western blot |  | The monoclonal antibody TL2.1 recognizes human Toll-like receptor 2 (TLR2, CD282). Toll-like receptors (TLR) are highly conserved throughout evolution and are involved in the innate defence to many pathogens. In Drosophila toll is required for the anti-fungal response, while the related 18-wheeler is involved in antibacterial defences. In mammals, TLRs are identified as type I transmembrane signaling receptors with pattern recognition capabilities. They have been implicated in the innate host defence to pathogens. TLR2 is expressed on macrophages, smooth muscle, lung, spleen, thymus, brain and adipose tissue. TLR2 has been identified as a receptor that is central to the innate immune response to lipoproteins of Gram-negative bacteria, several whole Gram-positive bacteria, as well as a receptor for peptidoglycan and lipoteichoic acid and other bacterial cell membrane products. A functional interaction between TLR2 and TLR6 in the cellular response to various bacterial products has been discovered. TLR2 cooperates with LY96 to mediate the innate immune response to bacterial lipoproteins and other microbial cell wall components. It cooperates with TLR1 to mediate te innate immune response to bacterial lipoproteins or lipopeptides. It acts via MYD88 and TRAF6, leading to NF-κ-B activation, cytokine secretion and the inflammatory response. TLR2 also promotes apoptosis in response to lipoproteins. Bacterial species as diverse as mycobacteria, spirochetes, mycoplasma, S. aureus, B Burgdorferi, T pallidum, M fermentans and Streptococcus pneumoniae have all been shown to mediate cellular activation via TLR2. The monoclonal antibody TL2.1 is a TLR2 function blocking antibody that is useful for studies on the role of TLR2 as a pattern recognition receptor in microbial products induced cytokine production by TLR2 bearing cells such as human peripheral blood mononuclear cells. | Monoclonal antibodies | 1 ml (100 μg/ml) 0.2 μm filtered protein G purified FITC conjugated antibody solution in PBS, containing 1.0% bovine serum albumin and 0.02% sodium azide. | Dilutions to be used depend on detection system applied. It is recommended that users test the reagent and determine their own optimal dilutions. The typical starting working dilution is 1:50. | Recombinant human TLR2 produced by the CHO/CD14 reporter cell line | Mouse IgG2a | Human | 1. Lien, E et al; Toll-like receptor 2 functions as a pattern recognition receptor for diverse bacterial products. J Biol Chem 1999, 274: 33419 2. Flo, T et al; Differential expression of Toll-like receptor 2 in human cells. J Leukoc Biol 2001, 69: 474 3. Faure, E et al; Bacterial lipopolysaccharide and IFN-γ induce Toll-like receptor 2 and Toll-like receptor 4 expression in human endothelial cells: role of NF-κB activation. J Immunol 2001, 166: 2018 4. Droemann, D et al; Toll-like receptor 2 is expressed by alveolar epithelial cells type II and macrophages in the human lung. Histochem Cell Biol 2003, 119: 103 5. Burgener, I et al; Antibodies specific for human or murine Toll-like receptors detect canine leukocytes by flow cytometry. Vet Immunol Immunopathol 2008, 124; 184 6. Elsori, D et al; Protein kinase C is a critical component of Dectin-1 signaling in primary human monocytes. J Leukoc Biol 2011, 90: 599 7. Gaudreault, E et al; TAK1 contributes to the enhanced responsiveness of LTB4-treated neutrophils to Toll-like receptor ligands. Int. Immunol 2012, 24: 693 8. Imamura, Y et al; Salivary histatin 3 inhibits heat shock cognate protein 70-mediated inflammatory cytokine production through toll-like receptors in human gingival fibroblasts. J Inflamm 2014, 11: 4 | Product should be stored at 4 °C. Under recommended storage conditions, product is stable for at least one year. The exact expiry date is indicated on the label | For research use only. Not for use in or on humans or animals or for diagnostics. It is the responsibility of the user to comply with all local/state and federal rules in the use of this product. Hycult Biotech is not responsible for any patent infringements that might result from the use or derivation of this product. | FC: 2 µg antibody per 300000 cells; untreated as well as 0.4 % formaldehyde fixed cells can be used; do not permeabilize the cells or use 4 % faraformaldehyde as fixative! (Ref 5) IF: HMECs were fixed with 4% paraformaldehyde in PBS, permeabilized and blocked before staining; antibody concentration used 5-10 µg/ml W: peripheral blood mononuclear cells; non-reduced; 1 µg/ml antibody; size ~90 kDa F: fixed in acetone; 3 % H2O2 for blockade of endogenous peroxidases; human tonsils as positive control (useful, but clone TL2.3 (HM2066) is preferred; Ref 2) P: HOPE-fixed;alveolar epithelial cells type II in human lung as positive control; 1 µg/ml antibody for 16 hr at 4 °C (Ref 4) IP: lysed monocytes were immunoprecipitated with antibody-conjugated Sepharose; size ~90 kDa (Ref 2) FS: 1 µg/5x107 cells; antibody blocks TNFa release (induced by bacteria) from peripheral blood mononuclear cells (Ref 1) | Toll-Like receptor 2, CD282, TLR2 Gene name: TLR2
https://www.hycultbiotech.com/products/types/hm2064-100ug | TLR2, Human, mAb TL2.1 | 100 µg | Flow cytometry, Frozen sections, Functional studies, Immuno fluorescence, Immuno precipitation, Paraffin sections, Western blot |  | The monoclonal antibody TL2.1 recognizes human Toll-like receptor 2 (TLR2, CD282). Toll-like receptors (TLR) are highly conserved throughout evolution and are involved in the innate defence to many pathogens. In Drosophila toll is required for the anti-fungal response, while the related 18-wheeler is involved in antibacterial defences. In mammals, TLRs are identified as type I transmembrane signaling receptors with pattern recognition capabilities. They have been implicated in the innate host defence to pathogens. TLR2 is expressed on macrophages, smooth muscle, lung, spleen, thymus, brain and adipose tissue. TLR2 has been identified as a receptor that is central to the innate immune response to lipoproteins of Gram-negative bacteria, several whole Gram-positive bacteria, as well as a receptor for peptidoglycan and lipoteichoic acid and other bacterial cell membrane products. A functional interaction between TLR2 and TLR6 in the cellular response to various bacterial products has been discovered. TLR2 cooperates with LY96 to mediate the innate immune response to bacterial lipoproteins and other microbial cell wall components. It cooperates with TLR1 to mediate te innate immune response to bacterial lipoproteins or lipopeptides. It acts via MYD88 and TRAF6, leading to NF-κ-B activation, cytokine secretion and the inflammatory response. TLR2 also promotes apoptosis in response to lipoproteins. Bacterial species as diverse as mycobacteria, spirochetes, mycoplasma, S. aureus, B Burgdorferi, T pallidum, M fermentans and Streptococcus pneumoniae have all been shown to mediate cellular activation via TLR2. The monoclonal antibody TL2.1 is a TLR2 function blocking antibody that is useful for studies on the role of TLR2 as a pattern recognition receptor in microbial products induced cytokine production by TLR2 bearing cells such as human peripheral blood mononuclear cells | Monoclonal antibodies | 1 ml (100 μg/ml) 0.2 μm filtered protein G purified antibody solution in PBS, containing 0.1% bovine serum albumin. The endotoxin concentration is < 24 EU/mg, determined with HIT302 LAL Assay. | Dilutions to be used depend on detection system applied. It is recommended that users test the reagent and determine their own optimal dilutions. The typical starting working dilution is 1:50. | Recombinant human TLR2 produced by the CHO/CD14 reporter cell line | Mouse IgG2a | Human | 1. Lien, E et al; Toll-like receptor 2 functions as a pattern recognition receptor for diverse bacterial products. J Biol Chem 1999, 274: 33419 2. Flo, T et al; Differential expression of Toll-like receptor 2 in human cells. J Leukoc Biol 2001, 69: 474 3. Faure, E et al; Bacterial lipopolysaccharide and IFN-γ induce Toll-like receptor 2 and Toll-like receptor 4 expression in human endothelial cells: role of NF-κB activation. J Immunol 2001, 166: 2018 4. Droemann, D et al; Toll-like receptor 2 is expressed by alveolar epithelial cells type II and macrophages in the human lung. Histochem Cell Biol 2003, 119: 103 5. Burgener, I et al; Antibodies specific for human or murine Toll-like receptors detect canine leukocytes by flow cytometry. Vet Immunol Immunopathol 2008, 124; 184 6. Elsori, D et al; Protein kinase C is a critical component of Dectin-1 signaling in primary human monocytes. J Leukoc Biol 2011, 90: 599 7. Gaudreault, E et al; TAK1 contributes to the enhanced responsiveness of LTB4-treated neutrophils to Toll-like receptor ligands. Int. Immunol 2012, 24: 693 8. Imamura, Y et al; Salivary histatin 3 inhibits heat shock cognate protein 70-mediated inflammatory cytokine production through toll-like receptors in human gingival fibroblasts. J Inflamm 2014, 11: 4 | Product should be stored at 4 °C. Under recommended storage conditions, product is stable for at least one year. The exact expiry date is indicated on the label | For research use only. Not for use in or on humans or animals or for diagnostics. It is the responsibility of the user to comply with all local/state and federal rules in the use of this product. Hycult Biotech is not responsible for any patent infringements that might result from the use or derivation of this product. | FC: 2 µg antibody per 300000 cells; untreated as well as 0.4 % formaldehyde fixed cells can be used; do not permeabilize the cells or use 4 % faraformaldehyde as fixative! (Ref 5) IF: HMECs were fixed with 4% paraformaldehyde in PBS, permeabilized and blocked before staining; antibody concentration used 5-10 µg/ml W: peripheral blood mononuclear cells; non-reduced; 1 µg/ml antibody; size ~90 kDa F: fixed in acetone; 3 % H2O2 for blockade of endogenous peroxidases; human tonsils as positive control (useful, but clone TL2.3 (HM2066) is preferred; Ref 2) P: HOPE-fixed;alveolar epithelial cells type II in human lung as positive control; 1 µg/ml antibody for 16 hr at 4 °C (Ref 4) IP: lysed monocytes were immunoprecipitated with antibody-conjugated Sepharose; size ~90 kDa (Ref 2) FS: 1 µg/5x107 cells; antibody blocks TNFa release (induced by bacteria) from peripheral blood mononuclear cells (Ref 1) | Toll-Like receptor 2, CD282, TLR2 Gene name: TLR2
https://www.hycultbiotech.com/products/types/hm2061-500ug | MBL, Human, mAb 3E7 | 0.5 mg | Flow cytometry, Frozen sections, Functional studies, Immuno assays |  | Mannose Binding Lectin (MBL) also called mannose- or mannan-binding protein (MBP) is a member of the group of collectins. MBL is an oligomeric lectin that recognizes carbohydrates as mannose and N-acetylglucosamine on pathogens. MBL contains a cysteine rich, a collagen like and a carbohydrate recognition domain. It forms a complex with C1r/C1s like serine proteases designated MASPs that proteolytically cleave C4, C2 and C3. MBL is able to activate the complement pathway independent of the classical and alternative complement activation pathways. The MBL-MASP pathway (better known as the lectin pathway) is antibody and C1q-independent. MBL exhibits complement-dependent antibacterial activity and acts directly as an opsonic and therefore plays an important role in innate immunity. MBL is synthesized by hepatocytes and has been isolated from the liver or serum of various vertebrate species. | Monoclonal antibodies | 0.5 mg of 0.2 μm filtered protein G purified antibody solution in PBS with a concentration of at least 0.5 mg/ml. | Dilutions to be used depend on detection system applied. It is recommended that users test the reagent and determine their own optimal dilutions. The typical starting working dilution is 1:50. For functional studies, in vitro dilutions have to be optimized in user’s experimental setting. | Serum isolated human RaRF | Mouse IgG1 | Human | 1. Matsushita, M et al; Human mannose-binding protein is identical to a component of Ra-reactive factor. Biochem Biophys Res Commun 1992, 183: 645 2. Hisano, S et al; Mesangial IgA2 deposits and lectin pathway-mediated complement activation in IgA glomerulonephritis. Am J Kidney Dis 2001, 38: 1082 3. Vries de, B et al; The mannose-binding lectin-pathway is involved in complement activation in the course of renal ischemia-reperfusion injury. Am J Pathol 2004, 165: 1677 4. Nauta, A et al; Mannose-binding lectin engagement with late apoptotic and necrotic cells. Eur J Immunol 2003, 33 : 2853 5. Nauta, A et al ; Opsonization with C1q and Mannose-binding lectin targets apoptotic cells to dendritic cells. J Immunol 2004, 173: 3044 6. Imai, N et al; Immunohistochemical evidence of activated lectin pathway in kidney allografts with peritubular capillary C4d deposition, Nephrol. Dial. Transplant. 2006 21: 2589-2595. 7. Pol, P et al; Mannan-Binding Lectin Mediates Renal Ischemia/Reperfusion Injury Independent of Complement Activation; American Journal of Transplantation 2012; 12: 877 8. Shushimita, S et al; Mannan-Binding Lectin Is Involved in the Protection against Renal Ischemia/Reperfusion Injury by Dietary Restriction. PLoSONE 2015, 10: e0137795 9. Poppelaars, F et al; Strong predictive value of mannose‑binding lectin levels for cardiovascular risk of hemodialysis patients. J Transl Med 2016, 14:236 | Product should be stored at 4°C. Under recommended storage conditions, product is stable for at least one year. | For research use only. Not for use in or on humans or animals or for diagnostics. It is the responsibility of the user to comply with all local/state and federal rules in the use of this product. Hycult Biotech is not responsible for any patent infringements that might result from the use or derivation of this product. | FC: cells were incubated with 1.0 μg/ml MBL in PBS containing 1%BSA (w/v), 0.01% NaN3 (w/v) and 10 mM CaCl2 for 30 min at 0°C. The cells were washed with the same buffer, and incubated with antibody clone 3E7, 6.5 μg/ml. After 30 min at 0°C, cells were washed and incubated with phycoerythrin (PE)-conjugated goat F(ab’)2 anti-mouse Ig (Ref.3). IHC-F: Tissue sections embedded in ornithine carbamoyltransferase compound were frozen in acetone dry ice and immersed in Tris-buffered saline (TBS) three times for 5 minutes. Treatment in 0.5% hydrogen peroxide in methanol solution has been done to quench endogenous peroxidase activity (Ref.2). FS: Pretreatment of sheep erythrocytes with antibody 3E7 suppressed hemolysis in a dose dependent manner (Ref.1). | Mannan Binding Lectin, mannose- or mannan-binding protein, MBP
https://www.hycultbiotech.com/products/types/hm2061f-100ug | MBL, Human, mAb 3E7, FITC | 100 µg | Flow cytometry, Frozen sections, Functional studies, Immuno assays |  | Mannose Binding Lectin (MBL) also called mannose- or mannan-binding protein (MBP) is a member of the group of collectins. MBL is an oligomeric lectin that recognizes carbohydrates as mannose and N-acetylglucosamine on pathogens. MBL contains a cysteine rich, a collagen like and a carbohydrate recognition domain. It forms a complex with C1r/C1s like serine proteases designated MASPs that proteolytically cleave C4, C2 and C3. MBL is able to activate the complement pathway independent of the classical and alternative complement activation pathways. The MBL-MASP pathway (better known as the lectin pathway) is antibody and C1q-independent. MBL exhibits complement-dependent antibacterial activity and acts directly as an opsonic and therefore plays an important role in innate immunity. MBL is synthesized by hepatocytes and has been isolated from the liver or serum of various vertebrate species. | Monoclonal antibodies | 1 ml (100 μg/ml) 0.2 μm filtered protein G purified FITC conjugated antibody solution in PBS, containing 1% bovine serum albumin and 0.02% sodium azide. | Dilutions to be used depend on detection system applied. It is recommended that users test the reagent and determine their own optimal dilutions. The typical starting working dilution is 1:50. For functional studies, in vitro dilutions have to be optimized in user’s experimental setting. | Serum isolated human RaRF | Mouse IgG1 | Human | 1. Matsushita, M et al; Human mannose-binding protein is identical to a component of Ra-reactive factor. Biochem Biophys Res Commun 1992, 183: 645 2. Hisano, S et al; Mesangial IgA2 deposits and lectin pathway-mediated complement activation in IgA glomerulonephritis. Am J Kidney Dis 2001, 38: 1082 3. Vries de, B et al; The mannose-binding lectin-pathway is involved in complement activation in the course of renal ischemia-reperfusion injury. Am J Pathol 2004, 165: 1677 4. Nauta, A et al; Mannose-binding lectin engagement with late apoptotic and necrotic cells. Eur J Immunol 2003, 33 : 2853 5. Nauta, A et al ; Opsonization with C1q and Mannose-binding lectin targets apoptotic cells to dendritic cells. J Immunol 2004, 173: 3044 6. Imai, N et al; Immunohistochemical evidence of activated lectin pathway in kidney allografts with peritubular capillary C4d deposition, Nephrol. Dial. Transplant. 2006 21: 2589-2595. 7. Pol, P et al; Mannan-Binding Lectin Mediates Renal Ischemia/Reperfusion Injury Independent of Complement Activation; American Journal of Transplantation 2012; 12: 877 8. Shushimita, S et al; Mannan-Binding Lectin Is Involved in the Protection against Renal Ischemia/Reperfusion Injury by Dietary Restriction. PLoSONE 2015, 10: e0137795 9. Poppelaars, F et al; Strong predictive value of mannose‑binding lectin levels for cardiovascular risk of hemodialysis patients. J Transl Med 2016, 14:236 | Product should be stored at 4°C. Under recommended storage conditions, product is stable for at least one year. | For research use only. Not for use in or on humans or animals or for diagnostics. It is the responsibility of the user to comply with all local/state and federal rules in the use of this product. Hycult Biotech is not responsible for any patent infringements that might result from the use or derivation of this product. | FC: cells were incubated with 1.0 μg/ml MBL in PBS containing 1%BSA (w/v), 0.01% NaN3 (w/v) and 10 mM CaCl2 for 30 min at 0°C. The cells were washed with the same buffer, and incubated with antibody clone 3E7, 6.5 μg/ml. After 30 min at 0°C, cells were washed and incubated with phycoerythrin (PE)-conjugated goat F(ab’)2 anti-mouse Ig (Ref.3). IHC-F: Tissue sections embedded in ornithine carbamoyltransferase compound were frozen in acetone dry ice and immersed in Tris-buffered saline (TBS) three times for 5 minutes. Treatment in 0.5% hydrogen peroxide in methanol solution has been done to quench endogenous peroxidase activity (Ref.2). FS: Pretreatment of sheep erythrocytes with antibody 3E7 suppressed hemolysis in a dose dependent manner (Ref.1). | Mannan Binding Lectin, mannose- or mannan-binding protein, MBP
https://www.hycultbiotech.com/products/types/hm2061-100ug | MBL, Human, mAb 3E7 | 100 µg | Flow cytometry, Frozen sections, Functional studies, Immuno assays |  | Mannose Binding Lectin (MBL) also called mannose- or mannan-binding protein (MBP) is a member of the group of collectins. MBL is an oligomeric lectin that recognizes carbohydrates as mannose and N-acetylglucosamine on pathogens. MBL contains a cysteine rich, a collagen like and a carbohydrate recognition domain. It forms a complex with C1r/C1s like serine proteases designated MASPs that proteolytically cleave C4, C2 and C3. MBL is able to activate the complement pathway independent of the classical and alternative complement activation pathways. The MBL-MASP pathway (better known as the lectin pathway) is antibody and C1q-independent. MBL exhibits complement-dependent antibacterial activity and acts directly as an opsonic and therefore plays an important role in innate immunity. MBL is synthesized by hepatocytes and has been isolated from the liver or serum of various vertebrate species. | Monoclonal antibodies | 1 ml (100 μg/ml) 0.2 μm filtered protein G purified antibody solution in PBS, containing 0.1% bovine serum albumin. | Dilutions to be used depend on detection system applied. It is recommended that users test the reagent and determine their own optimal dilutions. The typical starting working dilution is 1:50. For functional studies, in vitro dilutions have to be optimized in user’s experimental setting. | Serum isolated human RaRF | Mouse IgG1 | Human | 1. Matsushita, M et al; Human mannose-binding protein is identical to a component of Ra-reactive factor. Biochem Biophys Res Commun 1992, 183: 645 2. Hisano, S et al; Mesangial IgA2 deposits and lectin pathway-mediated complement activation in IgA glomerulonephritis. Am J Kidney Dis 2001, 38: 1082 3. Vries de, B et al; The mannose-binding lectin-pathway is involved in complement activation in the course of renal ischemia-reperfusion injury. Am J Pathol 2004, 165: 1677 4. Nauta, A et al; Mannose-binding lectin engagement with late apoptotic and necrotic cells. Eur J Immunol 2003, 33 : 2853 5. Nauta, A et al ; Opsonization with C1q and Mannose-binding lectin targets apoptotic cells to dendritic cells. J Immunol 2004, 173: 3044 6. Imai, N et al; Immunohistochemical evidence of activated lectin pathway in kidney allografts with peritubular capillary C4d deposition, Nephrol. Dial. Transplant. 2006 21: 2589-2595. 7. Pol, P et al; Mannan-Binding Lectin Mediates Renal Ischemia/Reperfusion Injury Independent of Complement Activation; American Journal of Transplantation 2012; 12: 877 8. Shushimita, S et al; Mannan-Binding Lectin Is Involved in the Protection against Renal Ischemia/Reperfusion Injury by Dietary Restriction. PLoSONE 2015, 10: e0137795 9. Poppelaars, F et al; Strong predictive value of mannose‑binding lectin levels for cardiovascular risk of hemodialysis patients. J Transl Med 2016, 14:236 | Product should be stored at 4°C. Under recommended storage conditions, product is stable for at least one year. | For research use only. Not for use in or on humans or animals or for diagnostics. It is the responsibility of the user to comply with all local/state and federal rules in the use of this product. Hycult Biotech is not responsible for any patent infringements that might result from the use or derivation of this product. | FC: cells were incubated with 1.0 μg/ml MBL in PBS containing 1%BSA (w/v), 0.01% NaN3 (w/v) and 10 mM CaCl2 for 30 min at 0°C. The cells were washed with the same buffer, and incubated with antibody clone 3E7, 6.5 μg/ml. After 30 min at 0°C, cells were washed and incubated with phycoerythrin (PE)-conjugated goat F(ab’)2 anti-mouse Ig (Ref.3). IHC-F: Tissue sections embedded in ornithine carbamoyltransferase compound were frozen in acetone dry ice and immersed in Tris-buffered saline (TBS) three times for 5 minutes. Treatment in 0.5% hydrogen peroxide in methanol solution has been done to quench endogenous peroxidase activity (Ref.2). FS: Pretreatment of sheep erythrocytes with antibody 3E7 suppressed hemolysis in a dose dependent manner (Ref.1). | Mannan Binding Lectin, mannose- or mannan-binding protein, MBP
https://www.hycultbiotech.com/products/types/hm2058bt-50ug | HNP1-3, Human, mAb D21, biotinylated | 50 µg | Flow cytometry, Frozen sections, Functional studies, Immuno assays, Immuno fluorescence, Immuno precipitation, Paraffin sections, Western blot |  | Human neutrophil defensins (alpha-defensins) belong to the family of cationic trisulfide-containing microbicidal peptides. Besides microbicidal, the peptides exert chemotactic, immunomodulating and cytotoxic activity and participate in host defense and inflammation. Defensins are important effector molecules against enveloped viruses, bacteria, fungi and protozoa, and protein concentrations ranging from 0.5 to 5 μM were shown to kill a wide range of microbes in vitro. Defensins have the ability to attack susceptible microorganisms and destroy the structure of target cell membranes and. Several members of each defensin family were shown to act as microbicides against distinct Gramnegative and Gram-positive bacteria, as well as fungi and viruses in vitro. Azurophilic granules of neutrophils contain Human Neutrophil Peptide (HNP) 1-4, which are highly homologous. The three principal human defensins, HNP 1-3, are unique to neutrophils and account for about 99% of the total defensin content of these cells. Defensins HNP 1-3 are almost exclusively expressed in neutrophils, therefore it is considered a neutrophil cell marker. Measured amount of defensins is 3-5 microgram per million human neutrophils. When treated with HNP the outer membrane of Escherichia coli becomes permeable. This permeabilization furthermore coincided with the cessation of RNA, DNA and protein synthesis, and with a decreased bacterial viability Defensins are relatively resistant to proteolysis, low pH and boiling. Activation of neutrophils leads to rapid release of HNP. HNP can be measured in plasma and other body fluids during infection and inflammation. In normal plasma very low levels of HNP are present. Activation of polymorphonuclear leukocytes (PMN) in plasma, as occurs during clotting of blood, leads to a rapid release of HNP. Anti HNP 1-3 antibody clone D21 recognizes natural HNP 1-3 in biological solutions by means of ELISA in tissue sections and leukocyte smears fixed with ethanol, methanol/acetone or paraformaldehyde, in flow cytometry analysis of human neutrophils stained by cell permeabilization method and in Western-blotting (non-reduced). Furthermore the antibody is cross reactive with Rhesus monkey and cynomolgous macaques HNP1-3. | Monoclonal antibodies | 0.5 ml (100 µg/ml) 0.2 µm filtered biotinylated antibody solution in PBS, containing 0.02% sodium azide and 0.1% bovine serum albumin. | For immunohistology, flow cytometry and Western blotting dilutions to be used depend on detection system applied. It is recommended that users test the reagent and determine their own optimal dilutions. The typical starting working dilution is 1:10. |  | Mouse IgG1 | Human | 1. Lehrer, R et al; Defensins : antimicrobial and cytotoxic peptides of mammalian cells. Ann Rev Immunol 1993, 11 : 105 2. Zhang, L et al; Contribution of human alpha-Defensin-1, -2 and-3 to the anti-HIV-1 activity of CD8 antiviral factor. Science 2002, 298: 995 3. Trabattoni, D et al; Human ; defensin in HIV-exposed but uninfected individuals. J Acquir Immune Defic Syndr 2004, 35: .455 4. Chang, T et al; CAF-mediated human immunodeficiency virus type 1 transcriptional inhibition is distinct form;-Defensin-1 HIV inhibition. J Vir 2003, 77: 6777 5. Zaharatos, G et al; ;-Defensins released into stimulated CD8+ T-cell supernatants are likely Derived from residual granulocytes within the irradiated allogeneic peripheral blood mononuclear cells used as feeder. J Acquir Immune Defic Syndr 2004, 35: 993 6. Tao, R et al;; Salivary antimicrobial peptide expression and dental caries experience in children. Antimicrob Agents Chemother 2005, 49:: 3883 7. Gow, J et al; Agene signature for post-infectious chronic fatigue syndrome. BMC medical genomics 2009, 2:38 8. Matthijsen, R et al; Enterocyte shedding and epithelial lining repair following ischemia of the human small intestine attenuate inflammation. Plos One, 2009, 4: 9 9. Rodriguez-Garcia, M et al; Increased ;-defensins 1-3 production by dendritic cells in HIV-infected individuals is associated with slower disease progression. Plos One 2010, 2: e9436 | Product should be stored at 4 °C. Under recommended storage conditions, product is stable for one year. | For research use only. Not for use in or on humans or animals or for diagnostics. It is the responsibility of the user to comply with all local/state and Federal rules in the use of this product. Hycult Biotech is not responsible for any patent infringements that might result with the use of or derivation of this product. | F: FCS blocked sections were incubated with D21 antibody 1:500 FC: Cells were fixed and permeabilized, incubation with primary antibody for 30 min. FS: In vitro:0.5ug/ml, 30min -24h at 37 °C IF: 1% formaldehyde fixed cells were stained with 5 µl Ab/million cells for 15 min. P: Formalin fixed sections were deparaffinized and blocked with 1% hydrogen peroxide and serum or 5%BSA W: Blots blocked with 10% serum for 30'. Primary antibody 2h RT 1:100 in TBS/0.01% tween-20 | α-defensins, HNP1-3
https://www.hycultbiotech.com/products/types/hm2058-100ug | HNP1-3, Human, mAb D21 | 100 µg | Flow cytometry, Frozen sections, Functional studies, Immuno assays, Immuno fluorescence, Immuno precipitation, Paraffin sections, Western blot |  | Human neutrophil defensins (alpha-defensins) belong to the family of cationic trisulfide-containing microbicidal peptides. Besides microbicidal, the peptides exert chemotactic, immunomodulating and cytotoxic activity and participate in host defense and inflammation. Defensins are important effector molecules against enveloped viruses, bacteria, fungi and protozoa, and protein concentrations ranging from 0.5 to 5 &mu;M were shown to kill a wide range of microbes in vitro. Defensins have the ability to attack susceptible microorganisms and destroy the structure of target cell membranes. Several members of each defensin family were shown to act as microbicides against distinct Gram-negative and Gram-positive bacteria, as well as fungi and viruses in vitro. Azurophilic granules of neutrophils contain Human Neutrophil Peptide (HNP) 1-4, which are highly homologous. The three principal human defensins, HNP 1-3, are unique to neutrophils and- account for about 99% of the total defensin content of these cells. Defensins HNP 1-3 are almost exclusively expressed in neutrophils, therefore it is considered a neutrophil cell marker. Measured amount of defensins is 3-5 microgram per million human neutrophils. When treated with HNP the outer membrane of Escherichia coli becomes permeable. This permeabilization furthermore coincided with the cessation of RNA, DNA and protein synthesis, and with a decreased bacterial viability Defensins are relatively resistant to proteolysis, low pH and boiling. Activation of neutrophils leads to rapid release of HNP. HNP can be measured in plasma and other body fluids during infection and inflammation. In normal plasma very low levels of HNP are present. Activation of polymorphonuclear leukocytes (PMN) in plasma, as occurs during clotting of blood, leads to a rapid release of HNP. Anti HNP 1-3 antibody clone D21 recognizes natural HNP 1-3 in biological solutions by means of ELISA in tissue sections and leukocyte smears fixed with ethanol, methanol/acetone or paraformaldehyde, in flow cytometry analysis of human neutrophils stained by cell permeabilization method and in Western-blotting (non-reduced). Furthermore the antibody is cross reactive with Rhesus monkey and cynomolgous macaques HNP1-3. | Monoclonal antibodies | 1 ml (100 µg/ml) 0.2 µm filtered antibody solution in PBS, containing 0.1% bovine serum albumin. | For immunohistology, flow cytometry and Western blotting dilutions to be used depend on detection system applied. It is recommended that users test the reagent and determine their own optimal dilutions. The typical starting working dilution is 1:10. |  | Mouse IgG1 | Human | 1. Lehrer, R et al; Defensins : antimicrobial and cytotoxic peptides of mammalian cells. Ann Rev Immunol 1993, 11 : 105 2. Zhang, L et al; Contribution of human alpha-Defensin-1, -2 and-3 to the anti-HIV-1 activity of CD8 antiviral factor. Science 2002, 298: 995 3. Trabattoni, D et al; Human ; defensin in HIV-exposed but uninfected individuals. J Acquir Immune Defic Syndr 2004, 35: .455 4. Chang, T et al; CAF-mediated human immunodeficiency virus type 1 transcriptional inhibition is distinct form;-Defensin-1 HIV inhibition. J Vir 2003, 77: 6777 5. Zaharatos, G et al; ;-Defensins released into stimulated CD8+ T-cell supernatants are likely Derived from residual granulocytes within the irradiated allogeneic peripheral blood mononuclear cells used as feeder. J Acquir Immune Defic Syndr 2004, 35: 993 6. Tao, R et al;; Salivary antimicrobial peptide expression and dental caries experience in children. Antimicrob Agents Chemother 2005, 49:: 3883 7. Gow, J et al; Agene signature for post-infectious chronic fatigue syndrome. BMC medical genomics 2009, 2:38 8. Matthijsen, R et al; Enterocyte shedding and epithelial lining repair following ischemia of the human small intestine attenuate inflammation. Plos One, 2009, 4: 9 9. Rodriguez-Garcia, M et al; Increased ;-defensins 1-3 production by dendritic cells in HIV-infected individuals is associated with slower disease progression. Plos One 2010, 2: e9436 | Product should be stored at 4 °C. Under recommended storage conditions, product is stable for one year. | For research use only. Not for use in or on humans or animals or for diagnostics. It is the responsibility of the user to comply with all local/state and Federal rules in the use of this product. Hycult Biotech is not responsible for any patent infringements that might result with the use of or derivation of this product. | F: FCS blocked sections were incubated with D21 antibody 1:500 FC: Cells were fixed and permeabilized, incubation with primary antibody for 30 min. FS: In vitro:0.5ug/ml, 30min -24h at 37 °C IF: 1% formaldehyde fixed cells were stained with 5 µl Ab/million cells for 15 min. P: Formalin fixed sections were deparaffinized and blocked with 1% hydrogen peroxide and serum or 5%BSA W: Blots blocked with 10% serum for 30'. Primary antibody 2h RT 1:100 in TBS/0.01% tween-20 | alpha-defensins, HNP1-3
https://www.hycultbiotech.com/products/types/hm2056bt-50ug | Mannose receptor, Human, mAb 15-2, biotinylated | 50 µg | Flow cytometry, Frozen sections, Functional studies, Western blot |  | The monoclonal antibody 15-2 recognizes the mannose receptor (MR), also known as CD206, a member of the vertebrate C-type lectin family. The mannose receptor, is a pattern recognition receptor that is involved in both innate and adaptive immunity. The 175 kDa single-pass type I transmembrane receptor consists of 5 domains: an amino-terminal cysteine-rich region, a fibronectin type II repeat, a series of eight tandem lectin-like carbohydrate recognition domains (responsible for the recognition of mannose and fucose), a transmembrane domain, and an intracellular carboxy-terminal tail. The structure is shared by the family of multi lectin mannose receptors: the phospholipase A2-receptor, DEC 205 and the novel C-type lectin receptor (mannose receptor X). The MR binds high-mannose structures on- a wide range of gram positive and gram negative bacteria, yeasts, parasites and mycobacteria. The MR has also been shown to bind and internalize tissue-type plasminogen activator. MR's are present on monocytes and dendritic cells (DC) and are presumed to play a role in innate and adaptive immunity, the latter via processing by DC. The expression of MR as observed in immunohistology is present on tissue macrophages, dendritic cells, a subpopulation of endothelial cells, Kupffer cells and sperm cells. The expression of MR on monocytes increases during culture and can be enhanced by cytokines as IFN-gamma. Labeling of MR expressing monocytes/macrophages increases with prolonged incubation time probably due to internalization of the MR-antibody-complex. The monoclonal antibody 15-2 prevents binding of glycoproteins including t-PA to MR. Detection of the MR with anti-MR monoclonal antibody 15-2 can substitute staining for mannose containing probes as labeled mannosylated BSA, a technique which is more cumbersome and less specific. | Monoclonal antibodies | 0.5 ml (100 μg/ml) 0.2 μm filtered protein G purified biotinylated antibody solution in PBS, containing 0.1% bovine serum albumin and 0.02% sodium azide. | Dilutions to be used depend on detection system applied. It is recommended that users test the reagent and determine their own optimal dilutions. The typical starting working dilution is 1:50. | Purified human mannose receptor from human placental tissue | Mouse IgG1 | Human | 1. Barret-Berghoeff, M et al; Monoclonal antibodies against the human mannose receptor that inhibit the binding of tissue-type plasminogen activator. Thromb Haemostas 1997, 77: 718 2. Noorman, F et al; Monoclonal antibodies against the human mannose receptor as a specific marker in flow cytometry and immunohistochemistry for macrophages. J Leukocyte Biol 1997, 61: 63 3. Noorman, F et al; Cluster mannosides can inhibit mannose receptor-mediated tissue-type plasminogen activator degradation by both rat and human cells. Hepatology 1997, 26: 1303 4. Tailleux, L et al; DC-SIGN is the major mycobacterium tuberculosis receptor on human dendritic cells. J Exp Med 2003, 197: 121 5. Pressice, P et al; Keyhole limpet hemocyanin induces the activation and maturation of human dendritic cells through the involvement of mannose receptor. Mol Immunol 2008, 45: 1136 6. Tahara, N et al; 2-deoxy-2-[(18)F]fluoro-d-mannose positron emission tomography imaging in atherosclerosis. Nat Med 2014, 20: 215 | Product should be stored at 4 °C. Under recommended storage conditions, product is stable for one year. | For research use only. Not for use in or on humans or animals or for diagnostics. It is the responsibility of the user to comply with all local/state and Federal rules in the use of this product. Hycult Biotech is not responsible for any patent infringements that might result with the use of or derivation of this product. | F: Tissue sections were fixed in acetone/chloroform. Sections were preincubated with normal rabbit serum (Ref.3). FC: Antibody 15-2 stains the extracellular domain of MR. W: A non-reduced sample treatment and 6% SDS-Page was used. The band size is 175 kDa (Ref.1). FS: Antibody 15-2 functions as an inhibitor of binding. The antibody was functionally tested by preincubation of immobilized receptor with antibody. This prevented binding of t-PA to immobilized receptor. (Ref.1). | Machrophage Mannose Receptor 1, MRC1, CLEC13D, MMR, C-type lectin domain family 13 member D Gene name: MRC1
https://www.hycultbiotech.com/products/types/hm2056-500ug | Mannose receptor, Human, mAb 15-2, functional study antibody, low endotoxin | 0.5 mg | Flow cytometry, Frozen sections, Functional studies, Western blot |  | The monoclonal antibody 15-2 recognizes the mannose receptor (MR), also known as CD206, a member of the vertebrate C-type lectin family. The mannose receptor, is a pattern recognition receptor that is involved in both innate and adaptive immunity. The 175 kDa single-pass type I transmembrane receptor consists of 5 domains: an amino-terminal cysteine-rich region, a fibronectin type II repeat, a series of eight tandem lectin-like carbohydrate recognition domains (responsible for the recognition of mannose and fucose), a transmembrane domain, and an intracellular carboxy-terminal tail. The structure is shared by the family of multi lectin mannose receptors: the phospholipase A2-receptor, DEC 205 and the novel C-type lectin receptor (mannose receptor X). The MR binds high-mannose structures on- a wide range of gram positive and gram negative bacteria, yeasts, parasites and mycobacteria. The MR has also been shown to bind and internalize tissue-type plasminogen activator. MR's are present on monocytes and dendritic cells (DC) and are presumed to play a role in innate and adaptive immunity, the latter via processing by DC. The expression of MR as observed in immunohistology is present on tissue macrophages, dendritic cells, a subpopulation of endothelial cells, Kupffer cells and sperm cells. The expression of MR on monocytes increases during culture and can be enhanced by cytokines as IFN-gamma. Labeling of MR expressing monocytes/macrophages increases with prolonged incubation time probably due to internalization of the MR-antibody-complex. The monoclonal antibody 15-2 prevents binding of glycoproteins including t-PA to MR. Detection of the MR with anti-MR monoclonal antibody 15-2 can substitute staining for mannose containing probes as labeled mannosylated BSA, a technique which is more cumbersome and less specific. | Monoclonal antibodies | 0.5 mg 0.2 μm filtered protein G purified antibody solution in PBS with a concentration of at least 0.5 mg/ml. The endotoxin concentration is < 24 EU/mg, determined with HIT302 LAL Assay. | Dilutions to be used depend on detection system applied. It is recommended that users test the reagent and determine their own optimal dilutions. The typical starting working dilution is 1:50. | Purified human mannose receptor from human placental tissue | Mouse IgG1 | Human | 1. Barret-Berghoeff, M et al; Monoclonal antibodies against the human mannose receptor that inhibit the binding of tissue-type plasminogen activator. Thromb Haemostas 1997, 77: 718 2. Noorman, F et al; Monoclonal antibodies against the human mannose receptor as a specific marker in flow cytometry and immunohistochemistry for macrophages. J Leukocyte Biol 1997, 61: 63 3. Noorman, F et al; Cluster mannosides can inhibit mannose receptor-mediated tissue-type plasminogen activator degradation by both rat and human cells. Hepatology 1997, 26: 1303 4. Tailleux, L et al; DC-SIGN is the major mycobacterium tuberculosis receptor on human dendritic cells. J Exp Med 2003, 197: 121 5. Pressice, P et al; Keyhole limpet hemocyanin induces the activation and maturation of human dendritic cells through the involvement of mannose receptor. Mol Immunol 2008, 45: 1136 6. Tahara, N et al; 2-deoxy-2-[(18)F]fluoro-d-mannose positron emission tomography imaging in atherosclerosis. Nat Med 2014, 20: 215 | Product should be stored at 4 °C. Under recommended storage conditions, product is stable for one year. | For research use only. Not for use in or on humans or animals or for diagnostics. It is the responsibility of the user to comply with all local/state and Federal rules in the use of this product. Hycult Biotech is not responsible for any patent infringements that might result with the use of or derivation of this product. | F: Tissue sections were fixed in acetone/chloroform. Sections were preincubated with normal rabbit serum (Ref.3). FC: Antibody 15-2 stains the extracellular domain of MR. W: A non-reduced sample treatment and 6% SDS-Page was used. The band size is 175 kDa (Ref.1). FS: Antibody 15-2 functions as an inhibitor of binding. The antibody was functionally tested by preincubation of immobilized receptor with antibody. This prevented binding of t-PA to immobilized receptor. (Ref.1). | Machrophage Mannose Receptor 1, MRC1, CLEC13D, MMR, C-type lectin domain family 13 member D Gene name: MRC1
https://www.hycultbiotech.com/products/types/hm2056-100ug | Mannose receptor, Human, mAb 15-2 | 100 µg | Flow cytometry, Frozen sections, Functional studies, Western blot |  | The monoclonal antibody 15-2 recognizes the mannose receptor (MR), also known as CD206, a member of the vertebrate C-type lectin family. The mannose receptor, is a pattern recognition receptor that is involved in both innate and adaptive immunity. The 175 kDa single-pass type I transmembrane receptor consists of 5 domains: an amino-terminal cysteine-rich region, a fibronectin type II repeat, a series of eight tandem lectin-like carbohydrate recognition domains (responsible for the recognition of mannose and fucose), a transmembrane domain, and an intracellular carboxy-terminal tail. The structure is shared by the family of multi lectin mannose receptors: the phospholipase A2-receptor, DEC 205 and the novel C-type lectin receptor (mannose receptor X). The MR binds high-mannose structures on- a wide range of gram positive and gram negative bacteria, yeasts, parasites and mycobacteria. The MR has also been shown to bind and internalize tissue-type plasminogen activator. MR's are present on monocytes and dendritic cells (DC) and are presumed to play a role in innate and adaptive immunity, the latter via processing by DC. The expression of MR as observed in immunohistology is present on tissue macrophages, dendritic cells, a subpopulation of endothelial cells, Kupffer cells and sperm cells. The expression of MR on monocytes increases during culture and can be enhanced by cytokines as IFN-gamma. Labeling of MR expressing monocytes/macrophages increases with prolonged incubation time probably due to internalization of the MR-antibody-complex. The monoclonal antibody 15-2 prevents binding of glycoproteins including t-PA to MR. Detection of the MR with anti-MR monoclonal antibody 15-2 can substitute staining for mannose containing probes as labeled mannosylated BSA, a technique which is more cumbersome and less specific. | Monoclonal antibodies | 1 ml (100 μg/ml) 0.2 μm filtered protein G purified antibody solution in PBS, containing 0.1% bovine serum albumin. The endotoxin concentration is < 24 EU/mg, determined with HIT302 LAL Assay. | Dilutions to be used depend on detection system applied. It is recommended that users test the reagent and determine their own optimal dilutions. The typical starting working dilution is 1:50. | Purified human mannose receptor from human placental tissue | Mouse IgG1 | Human | 1. Barret-Berghoeff, M et al; Monoclonal antibodies against the human mannose receptor that inhibit the binding of tissue-type plasminogen activator. Thromb Haemostas 1997, 77: 718 2. Noorman, F et al; Monoclonal antibodies against the human mannose receptor as a specific marker in flow cytometry and immunohistochemistry for macrophages. J Leukocyte Biol 1997, 61: 63 3. Noorman, F et al; Cluster mannosides can inhibit mannose receptor-mediated tissue-type plasminogen activator degradation by both rat and human cells. Hepatology 1997, 26: 1303 4. Tailleux, L et al; DC-SIGN is the major mycobacterium tuberculosis receptor on human dendritic cells. J Exp Med 2003, 197: 121 5. Pressice, P et al; Keyhole limpet hemocyanin induces the activation and maturation of human dendritic cells through the involvement of mannose receptor. Mol Immunol 2008, 45: 1136 6. Tahara, N et al; 2-deoxy-2-[(18)F]fluoro-d-mannose positron emission tomography imaging in atherosclerosis. Nat Med 2014, 20: 215 | Product should be stored at 4 °C. Under recommended storage conditions, product is stable for one year. | For research use only. Not for use in or on humans or animals or for diagnostics. It is the responsibility of the user to comply with all local/state and Federal rules in the use of this product. Hycult Biotech is not responsible for any patent infringements that might result with the use of or derivation of this product. | F: Tissue sections were fixed in acetone/chloroform. Sections were preincubated with normal rabbit serum (Ref.3). FC: Antibody 15-2 stains the extracellular domain of MR. W: A non-reduced sample treatment and 6% SDS-Page was used. The band size is 175 kDa (Ref.1). FS: Antibody 15-2 functions as an inhibitor of binding. The antibody was functionally tested by preincubation of immobilized receptor with antibody. This prevented binding of t-PA to immobilized receptor. (Ref.1). | Machrophage Mannose Receptor 1, MRC1, CLEC13D, MMR, C-type lectin domain family 13 member D Gene name: MRC1
https://www.hycultbiotech.com/products/types/hm2044-100ug | LBP, Human, mAb 1C7 | 100 µg | Functional studies, Immuno assays, Immuno precipitation |  | The monoclonal antibody 1C7 reacts highly specific with human natural and recombinant LBP. Crossreactions with LBP of other species are not observed. The antibody binds poorly to LBP-LPS complexes: it interacts with the LPS binding site. LPS binding protein (LBP) is an approximately 60 kDa acute phase protein that is produced by hepatocytes. This protein strongly binds to LPS and has been shown to play an important role in the handling of LPS by the host. A number of functions of LBP have been reported. First, LBP transfers LPS to the LPS receptor CD14 on mononuclear phagocytes, leading to an 100-1,000 fold increased sensitivity of the cells to LPS. Furthermore, LBP can enhance the response of CD14 negative cells by acceleration of LPS binding to soluble CD14, a complex that stimulates these cells. Next, LBP transfers LPS into High Density Lipoprotein (HDL), which effectively neutralizes its biological potency. LBP was demonstrated to protect mice from septic shock caused by LPS or gram negative bacteria. | Monoclonal antibodies | 1 ml (100 µg/ml) 0.2 µm filtered antibody solution in PBS, containing 0.1% bovine serum albumin. |  |  | Mouse IgG1 | Human |  | Product should be stored at 4 °C. Under recommended storage conditions, product is stable for one year. | For research use only. Not for use in or on humans or animals or for diagnostics. It is the responsibility of the user to comply with all local/state and Federal rules in the use of this product. Hycult Biotech is not responsible for any patent infringements that might result with the use of or derivation of this product.
https://www.hycultbiotech.com/products/types/hm2043-100ug | LBP, Human, mAb 6G3 | 100 µg | Functional studies, Immuno assays, Immuno precipitation |  | The monoclonal antibody 6G3 reacts highly specific with human natural and recombinant LBP. The antibody cross reacts with LBP of a large series of animal species including: sheep, pig, goat, rabbit, dog, rat, bovine and cynomologous monkey, it does not react with murine and horse LBP. The antibody binds to LBP-LPS complexes whereas it inhibits the interaction of this complex with CD14. LPS binding protein (LBP) is an approximately 60 kDa acute phase protein that is produced by hepatocytes. This protein strongly binds to LPS and has been shown to play an important role in the handling of LPS by the host. A number of functions of LBP have been reported. First, LBP transfers LPS to the LPS receptor CD14 on mononuclear phagocytes, leading to an 100-1,000 fold increased sensitivity of the cells to LPS. Furthermore, LBP can enhance the response of CD14 negative cells by acceleration of LPS binding to soluble CD14, a complex that stimulates these cells. Next, LBP transfers LPS into High Density Lipoprotein (HDL), which effectively neutralizes its biological potency. LBP was demonstrated to protect mice from septic shock caused by LPS or gram negative bacteria. | Monoclonal antibodies | 1 ml (100 µg/ml) 0.2 µm filtered protein G purified antibody solution in PBS, containing 0.1% bovine serum albumin. |  |  | Mouse IgG1 | Human |  | Product should be stored at 4 °C. Under recommended storage conditions, product is stable for one year. | For research use only. Not for use in or on humans or animals or for diagnostics. It is the responsibility of the user to comply with all local/state and Federal rules in the use of this product. Hycult Biotech is not responsible for any patent infringements that might result with the use of or derivation of this product.
https://www.hycultbiotech.com/products/types/hm2035-100ug | Beta-3 integrin subunit, Human, mAb BV4 | 100 µg | Frozen sections, Functional studies, Immuno assays, Immuno precipitation, Paraffin sections, Western blot |  | The monoclonal antibody BV4 recognizes human beta3 integrin subunit present in Platelet glycoprotein GPIIb-IIIa (integrin alphaIIb/beta3, CD41/CD61) and in the vitronectin receptor (integrin alphaV/beta3, CD51/CD61). Intergins are a family of heterodimeric membrane glycoproteins expressed on diverse cell types which function as the major receptors for extracellular matrix and as cell-cell adhesion molecules. As adhesion molecules they play an important role in numerous biological processes such as platelet aggregation, inflammation, immune function, wound healing, tumour metastasis and tissue migration during embryogenesis. In addition integrins are involved in signaling pathways, transmitting signals both into an out from cells. All integrins consist of two non-covalently associated subunits, alpha and beta. At least 12 different alpha subunits and 8 beta subunits have been identified. The beta subunits all contain 56 conserved cysteines (except beta4 which has 48) which are arranged in four repeating units. The beta3 subunit is a 93kDa protein that contains a large loop in the N-terminus stabilized by intrachain disulphide bonding with the first cysteine-rich repeat. Platelet glycoprotein GPIIb-IIIa is expressed on platelets and megakaryoblasts. It is constitutively expressed and becomes activated on triggered platelets. Platelet glycoprotein GPIIb-IIIa binds to fibrinogen, fibronectin, vWF, vitronectin and thrombospondin. Next to this it is also a receptor for several soluble adhesive proteins.Vitronectin receptor is expressed on endothelial cells, some B cells, monocytes/macrophages, platelets and tumour cells. Vitronectin receptor binds next to vitronectin to fibrinogen, vWF, thrombospondin, fibronectin, osteopontin and collagen. Defects in human beta3 integrin are a cause of Glanzmann thrombasthenia, which is an autosomal recessive disorder characterized by mucocutaneous bleeding and the inability of this integrin to recognize macromolecular or synthetic peptide ligands. | Monoclonal antibodies | 1 ml (100 µg/ml) 0.2 µm filtered protein G purified antibody solution in PBS, containing 0.1% bovine serum albumin. | For immunohistochemistry and Western blotting, dilutions to be used depend on detection system applied. It is recommended that users test the reagent and determine their own optimal dilutions. The typical starting working dilution is 1:50. For functional studies, in vitro dilutions have to be optimized in user’s experimental setting. |  | Mouse IgG1 | Human | 1. Soldi, R et al; Role of alpha v beta 3 integrin in the activation of vascular endothelial growth factor receptor-2. EMBO J 1999, 18:882 2. Kimmins, S eta l: Immunohistochemical localization of integrin alpha v beta 3 and osteopontin suggests that they do not interact during embryo implantation in ruminants. Reprod Biol and Endocrinol. 2004, 2:19 3. Neto, D et al; Alpha-v-beta3 integrin expression in melanocytic nevi and cutaneous melanoma. J Cutan Pathol. 2007, 34: 851 4. Tang, N et al; N-terminal and C-terminal heparin-binding domain polypeptides derived from fibronectin reduce adhesion and invasion of liver cancer cells. BMC Cancer 2010, 10: 552 | Product should be stored at 4 °C. Under recommended storage conditions, product is stable for at least one year. The exact expiry date is indicated on the label. | For research use only. Not for use in or on humans or animals or for diagnostics. It is the responsibility of the user to comply with all local/state and federal rules in the use of this product. Hycult Biotech is not responsible for any patent infringements that might result from the use or derivation of this product. | IHC-F:- Tissue sections were fixed in acetone. As negative control an irrelevant mouse IgG was used (Ref.2). FS: Antibody clone BV4 inhibits the downstream activation, reducing the mitogenic effects of two of its ligands, VEGFR-2 and HIV-1-Tat. (Ref.1). IP:clone BV4 precipitates beta3 integrin complexes from endothelial cell lysate. IHC-P: Tissue sections were deparaffinized in xylene and pretreated with 10mmol/l sodium citrate buffer, pH 6.0 | Platelet membrane glycoprotein IIIa, GPIIIa
https://www.hycultbiotech.com/products/types/hm2033f-100ug | Beta1 Integrin, Human, mAb BV7, FITC | 100 µg | Flow cytometry, Functional studies, Immuno assays, Immuno precipitation, Western blot |  | The monoclonal antibody BV7 recognizes human ß1-integrin. Beta-1 integrin is a ubiquitously expressed ~89 kDa type I transmembrane protein functioning as receptor when heterodimerized with one alpha subunit. It belongs to the integrin beta chain family consisting of four different genes, encoding multiple β-integrins via alternative splicing. Ligand-recognition depends on the composition of the heterodimer: either collagen, fibronectin, VCAM1, laminin, cytotactin, osteopontin, epiligrin, thrombospondin and CSPG4 can bind to the integrin-complex. Beta-1 integrins recognize the sequence R-G-D in a wide array of ligands. Isoform beta-1B interferes with isoform beta-1A resulting in a dominant negative effect on cell adhesion and migration (in vitro). In case of HIV-1 infection, the interaction with extracellular viral Tat protein seems to enhance angiogenesis in Kaposi's sarcoma lesions. When associated with α7, β1-integrin regulates cell adhesion and laminin matrix deposition. BV7 is active on HT-29 colon carcinoma cells and on HCCP-2998 tumor cells. It is involved in promoting endothelial cell motility and angiogenesis. Furthermore, β1-integrin plays a mechanistic adhesive role during telophase, and is required for the successful completion of cytokinesis. Upon activation integrins in general, including β1-integrin, are known to exhibit global structural rearrangements and exposure of ligand binding sites. β1-integrin modulation is of importance in tissue repair and regeneration. In cultured primary hippocampal neurons, astrocytes and tissues, cell surface expression of amyloid beta fibrils (key hallmark of Alzheimer’s disease) selectively co-localized with β1-integrin. Preincubation of cells with antibodies against β1-integrin, as well as α1-integrin, greatly enhanced amyloid beta-induced apoptosis, indicating a protective role for integrins in apoptosis. The monoclonal antibody BV7 does not recognize α5β1 complex and not the cytoplasmic part of the β1-subunit. BV7 binds to several other tumor cells (MG3 osteosarcoma, A375 melanoma, MHCC-1410 and Lovo colon carcinoma) but does not affect adhesion to endothelial cells. | Monoclonal antibodies | 1 ml (100 μg/ml) 0.2 μm filtered protein G purified FITC conjugated antibody solution in PBS, containing 1% bovine serum albumin and 0.02% sodium azide. | Dilutions to be used depend on detection system applied. It is recommended that users test the reagent and determine their own optimal dilutions. The typical starting working dilution is 1:50. | Human umbilical vein EC | Mouse IgG1 | Human | 1. Martin-Padura, I et al; A novel mechanism of colon carcinoma cell adhesion to the endothelium triggered by ß1 integrin chain. J Biol Chem 1994, 269: 6124 2. Palmieri, D et al;Trimer carboxyl propeptide of collagen I produced by mature osteoblasts is chemotactic for endothelial cells. J Biol Chem 2000, 275: 32658 3. Martel, V et al; Talin controls exit of the integrin α5β1 from an early compartment of the secretory pathway. J Cell Sci 2000, 113: 1951 4. Hofmann, G et al; HERG K+ channels activation during β1 integrin-mediated adhesion to fibronectin induces an up-regulation of αvβ3 integrin in the preosteoclastic lekemia cell line FLG29.1. J Biol Chem 2001, 276: 4923 5. Bozzo, C et al; Involvement of β1 integrin in βAP-induced apoptosis in human neuroblastoma cells. Mol Cell Neurosci 2004, 25: 1 | Product should be stored at 4 °C. Under recommended storage conditions, product is stable for at least one year. | For research use only. Not for use in or on humans or animals or for diagnostics. It is the responsibility of the user to comply with all local/state and federal rules in the use of this product. Hycult Biotech is not responsible for any patent infringements that might result from the use or derivation of this product. | FC: Antibody BV7 stains the extracellular domain of beta-1 integrin. HUVEC cells were fixed in 4% paraformaldehyde before staining. Mouse IgG1 isotype was used as negative. | Integrin beta-1, Fibronectin receptor subunit beta, Glycoprotein IIa, GPIIA, VLA-4 subunit beta, CD29 Gene name: ITGB1, FNRB, MDF2, MSK12
https://www.hycultbiotech.com/products/types/hm2033-100ug | Beta1 Integrin, Human, mAb BV7 | 100 µg | Flow cytometry, Functional studies, Immuno assays, Immuno precipitation, Western blot |  | The monoclonal antibody BV7 recognizes human ß1-integrin. Beta-1 integrin is a ubiquitously expressed ~89 kDa type I transmembrane protein functioning as receptor when heterodimerized with one alpha subunit. It belongs to the integrin beta chain family consisting of four different genes, encoding multiple β-integrins via alternative splicing. Ligand-recognition depends on the composition of the heterodimer: either collagen, fibronectin, VCAM1, laminin, cytotactin, osteopontin, epiligrin, thrombospondin and CSPG4 can bind to the integrin-complex. Beta-1 integrins recognize the sequence R-G-D in a wide array of ligands. Isoform beta-1B interferes with isoform beta-1A resulting in a dominant negative effect on cell adhesion and migration (in vitro). In case of HIV-1 infection, the interaction with extracellular viral Tat protein seems to enhance angiogenesis in Kaposi's sarcoma lesions. When associated with α7, β1-integrin regulates cell adhesion and laminin matrix deposition. BV7 is active on HT-29 colon carcinoma cells and on HCCP-2998 tumor cells. It is involved in promoting endothelial cell motility and angiogenesis. Furthermore, β1-integrin plays a mechanistic adhesive role during telophase, and is required for the successful completion of cytokinesis. Upon activation integrins in general, including β1-integrin, are known to exhibit global structural rearrangements and exposure of ligand binding sites. β1-integrin modulation is of importance in tissue repair and regeneration. In cultured primary hippocampal neurons, astrocytes and tissues, cell surface expression of amyloid beta fibrils (key hallmark of Alzheimer’s disease) selectively co-localized with β1-integrin. Preincubation of cells with antibodies against β1-integrin, as well as α1-integrin, greatly enhanced amyloid beta-induced apoptosis, indicating a protective role for integrins in apoptosis. The monoclonal antibody BV7 does not recognize α5β1 complex and not the cytoplasmic part of the β1-subunit. Monoclonal antibody BV7 is active on HT-29 colon carcinoma cells and on HCCP-2998 tumor cells. BV7 binds to several other tumor cells (MG3 osteosarcoma, A375 melanoma, MHCC- 1410 and Lovo colon carcinoma) but does not affect adhesion to endothelial cells. | Monoclonal antibodies | 1 ml (100 µg/ml) 0.2 µm filtered antibody solution in PBS, containing 0.1% bovine serum albumin. | For flow cytometry and Western blotting dilutions to be used depend on detection system applied. It is recommended that users test the reagent and determine their own optimal dilutions. The typical starting working dilution is 1:50. For neutralization of biological activity in vitro dilutions have to be made according to the amounts of beta1 integrin to be inactivated. | Human umbilical vein EC | Mouse IgG1 | Human | 1. Martin-Padura, I et al; A novel mechanism of colon carcinoma cell adhesion to the endothelium triggered by ß1 integrin chain. J Biol Chem 1994, 269: 6124 2. Palmieri, D et al;Trimer carboxyl propeptide of collagen I produced by mature osteoblasts is chemotactic for endothelial cells. J Biol Chem 2000, 275: 32658 3. Martel, V et al; Talin controls exit of the integrin α5β1 from an early compartment of the secretory pathway. J Cell Sci 2000, 113: 1951 4. Hofmann, G et al; HERG K+ channels activation during β1 integrin-mediated adhesion to fibronectin induces an up-regulation of αvβ3 integrin in the preosteoclastic lekemia cell line FLG29.1. J Biol Chem 2001, 276: 4923 5. Bozzo, C et al; Involvement of β1 integrin in βAP-induced apoptosis in human neuroblastoma cells. Mol Cell Neurosci 2004, 25: 1 | Product should be stored at 4 °C. Under recommended storage conditions, product is stable for one year. | For research use only. Not for use in or on humans or animals or for diagnostics. It is the responsibility of the user to comply with all local/state and federal rules in the use of this product. Hycult Biotech is not responsible for any patent infringements that might result from the use or derivation of this product. | FC: Antibody BV7 stains the extracellular domain of beta-1 integrin. HUVEC cells were fixed in 4% paraformaldehyde before staining. Mouse IgG1 isotype was used as negative. FS: Antibody BV7 functions as an inhibiting antibody. The antibody was functionally tested by adhesion assay (ref 1), chemotaxis (ref 2), patch clamp analysis (ref 3) and neurotoxicity induced apoptosis (ref 4). | CD29, fibronectin receptor subunit beta,-integrin VLA-4 subunit beta
https://www.hycultbiotech.com/products/types/hm2032f-100ug | VE-Cadherin, Human, mAb BV9, FITC | 100 µg | Flow cytometry, Frozen sections, Functional studies, Immuno assays, Immuno fluorescence, Immuno precipitation, Western blot |  | The monoclonal antibody BV9 binds to the extracellular domain (EC3-EC4) of human VE-cadherin (vascular endothelial cadherin). Endothelial cells control the passage of plasma constituents and circulating cells from blood to the underlying tissues. VE-cadherin is of vital importance for the maintenance and control of endothelial cell contacts. Mechanisms that regulate VE-cadherinmediated adhesion are important for the control of vascular permeability and leukocyte extravasation. VE-cadherin regulates various cellular processes such as cell proliferation and apoptosis and modulates vascular endothelial growth factor receptor functions. Therefore, VE-cadherin is also essential during embryonic angiogenesis. The specialized function of VE-cadherin is lost or impaired in several pathological conditions - including inflammation, sepsis, ischemia and diabetes - which leads to severe, and sometimes fatal, organ dysfunction. Furthermore, abnormal increase in vascular permeability is often observed in pathological conditions, such as tumor-induced angiogenesis, macular degeneration, allergy, and brain stroke. Endothelial permeability is regulated in part by the dynamic opening and closure of cell-cell adherent junctions. In vascular endothelium, adherent junctions are mainly composed of VE-cadherin, an adhesive receptor that is able to self-associate at endothelial cellcell contacts. VE-cadherin links endothelial cells together by homophilic interactions mediated by its extracellular part and associates intracellularly with the actin cytoskeleton via catenins. VE-cadherin belongs to the cadherin super-family of cellcell adhesion molecules, which are encoded by more than 200 genes in the human genome. Classical cadherins are Ca2+-dependent, homophilic, cell to cell adhesion molecules expressed in nearly all cells within solid tissues. Cadherins form a core adhesion complex that consists of a cadherin dimer, binding through its extracellular region to another dimer of cadherins expressed in adjacent cells, while its intracellular region is anchored to the plasma membrane and linked to the cytoskeleton. The VE-cadherin extracellular domain consists of five cadherin-type repeats, called EC (extracellular cadherin) domains that are bound together by calcium ions in a rod-like structure. | Monoclonal antibodies | 1 ml (100 μg/ml) 0.2 μm filtered protein G purified FITC conjugated antibody solution in PBS, containing 1.0% bovine serum albumin and 0.02% sodium azide. | Dilutions to be used depend on detection system applied. It is recommended that users test the reagent and determine their own optimal dilutions. The typical starting working dilution is 1:50. |  | Mouse IgG2a | Human | 1. Navarro, P et al; Catenin-dependent and -independent functions of vascular endothelial cadherin. J Biol Chem 1995, 270: 30965 2. Martin-Padura, I et al;- Expression of VE (vascular endothelial)-cadherin and other endothelial-specific markers in haomangiomas. J path 1995, 175: 51 3. Breviario, F et al; Functional properties of human vascular endothelial cadherin (7B4/Cadherin-5), an endothelium-specific cadherin. Arterioscler Thromb 1995, 15: 1229- 4. Gill, M et al. Vascular trauma induces rapid but transient mobilization of VEGFR2+AC133+ endothelial precursor cells. Circ Res 2001, 88: 167 5. Spagnuolo, R et al. Gas1 is induced by VE-cadherin and vascular endothelial growth factor and inhibits endothelial cell apoptosis. Blood 2004, 103: 3005 6. Kuchler, A et al. Nuclear il-33 is generally expressed in resting endothelium but rapidly lost upon angiogenic or proinflammatory activation. AM J path. 2008, 173: 1229 7. Abraham, S et al. VE-cadherin mediated cell-cell interaction suppresses sprouting via signalling to MLC2 phosphorylation. 2009, 19: 668 8. Vallon, M et al. Tumor endothelial marker 5 expression in endothelial cells during capillary marphogenesis is induces by the small GTPase Rac and mediates contact inhibition of cell proliferation. Exp Cell res. 2010, 316: 412 | Product should be stored at 4 °C. Under recommended storage conditions, product is stable for one year. | For research use only. Not for use in or on humans or animals or for diagnostics. It is the responsibility of the user to comply with all local/state and federal rules in the use of this product. Hycult Biotech is not responsible for any patent infringements that might result from the use or derivation of this product. | F: Acetone fixed sections were blocked with horse serum and incubated with antibody BV9 for 30 minutes (Ref.2). FC: Antibody BV9 stains the extracellular domain of VE-cadherin. As negative control an IgG isotype control was used (Ref.4) FS: Antibody BV9 functions as an antagonist. The antibody was functionally tested by adding 10-50 µg/ml antibody BV9 to cell culture. The antibody blocks VE-cadherin causing a redistribution of VE-cadherin away from intracellular junctions(Ref.5, 6). IA: Antibody BV9 can function as coat and detector. IF: Cells on coverslips were fixed with 3% paraformaldehyde and permeabilized with 0.5% Triton X-100 before incubation with antibody BV9 (Ref.5, 8). W: A reduced sample treatment and 7.5% SDS-Page was used. The band size is 130-140kDa (Ref.3). | vascular endothelial cadherin, 7B4 antigen, Cadherin-5, CD144 Gene name: CDH5
https://www.hycultbiotech.com/products/types/hm2032-100ug | VE-Cadherin, Human, mAb BV9 | 100 µg | Flow cytometry, Frozen sections, Functional studies, Immuno assays, Immuno fluorescence, Immuno precipitation, Western blot |  | The monoclonal antibody BV9 binds to the extracellular domain (EC3-EC4) of human VE-cadherin (vascular endothelial cadherin). Endothelial cells control the passage of plasma constituents and circulating cells from blood to the underlying tissues. VE-cadherin is of vital importance for the maintenance and control of endothelial cell contacts. Mechanisms that regulate VE-cadherinmediated adhesion are important for the control of vascular permeability and leukocyte extravasation. VE-cadherin regulates various cellular processes such as cell proliferation and apoptosis and modulates vascular endothelial growth factor receptor functions. Therefore, VE-cadherin is also essential during embryonic angiogenesis. The specialized function of VE-cadherin is lost or impaired in several pathological conditions - including inflammation, sepsis, ischemia and diabetes - which leads to severe, and sometimes fatal, organ dysfunction. Furthermore, abnormal increase in vascular permeability is often observed in pathological conditions, such as tumor-induced angiogenesis, macular degeneration, allergy, and brain stroke. Endothelial permeability is regulated in part by the dynamic opening and closure of cell-cell adherent junctions. In vascular endothelium, adherent junctions are mainly composed of VE-cadherin, an adhesive receptor that is able to self-associate at endothelial cellcell contacts. VE-cadherin links endothelial cells together by homophilic interactions mediated by its extracellular part and associates intracellularly with the actin cytoskeleton via catenins. VE-cadherin belongs to the cadherin super-family of cellcell adhesion molecules, which are encoded by more than 200 genes in the human genome. Classical cadherins are Ca2+-dependent, homophilic, cell to cell adhesion molecules expressed in nearly all cells within solid tissues. Cadherins form a core adhesion complex that consists of a cadherin dimer, binding through its extracellular region to another dimer of cadherins expressed in adjacent cells, while its intracellular region is anchored to the plasma membrane and linked to the cytoskeleton. The VE-cadherin extracellular domain consists of five cadherin-type repeats, called EC (extracellular cadherin) domains that are bound together by calcium ions in a rod-like structure. | Monoclonal antibodies | 1 ml (100 μg/ml) 0.2 μm filtered protein G purified antibody solution in PBS, containing 0.1% bovine serum albumin. The endotoxin concentration is < 24 EU/mg, determined with HIT302 LAL Assay. | Dilutions to be used depend on detection system applied. It is recommended that users test the reagent and determine their own optimal dilutions. The typical starting working dilution is 1:50. |  | Mouse IgG2a | Human | 1. Navarro, P et al; Catenin-dependent and -independent functions of vascular endothelial cadherin. J Biol Chem 1995, 270: 30965 2. Martin-Padura, I et al;- Expression of VE (vascular endothelial)-cadherin and other endothelial-specific markers in haomangiomas. J path 1995, 175: 51 3. Breviario, F et al; Functional properties of human vascular endothelial cadherin (7B4/Cadherin-5), an endothelium-specific cadherin. Arterioscler Thromb 1995, 15: 1229- 4. Gill, M et al. Vascular trauma induces rapid but transient mobilization of VEGFR2+AC133+ endothelial precursor cells. Circ Res 2001, 88: 167 5. Spagnuolo, R et al. Gas1 is induced by VE-cadherin and vascular endothelial growth factor and inhibits endothelial cell apoptosis. Blood 2004, 103: 3005 6. Kuchler, A et al. Nuclear il-33 is generally expressed in resting endothelium but rapidly lost upon angiogenic or proinflammatory activation. AM J path. 2008, 173: 1229 7. Abraham, S et al. VE-cadherin mediated cell-cell interaction suppresses sprouting via signalling to MLC2 phosphorylation. 2009, 19: 668 8. Vallon, M et al. Tumor endothelial marker 5 expression in endothelial cells during capillary marphogenesis is induces by the small GTPase Rac and mediates contact inhibition of cell proliferation. Exp Cell res. 2010, 316: 412 | Product should be stored at 4 °C. Under recommended storage conditions, product is stable for one year. | For research use only. Not for use in or on humans or animals or for diagnostics. It is the responsibility of the user to comply with all local/state and federal rules in the use of this product. Hycult Biotech is not responsible for any patent infringements that might result from the use or derivation of this product. | F: Acetone fixed sections were blocked with horse serum and incubated with antibody BV9 for 30 minutes (Ref.2). FC: Antibody BV9 stains the extracellular domain of VE-cadherin. As negative control an IgG isotype control was used (Ref.4) FS: Antibody BV9 functions as an antagonist. The antibody was functionally tested by adding 10-50 µg/ml antibody BV9 to cell culture. The antibody blocks VE-cadherin causing a redistribution of VE-cadherin away from intracellular junctions(Ref.5, 6). IA: Antibody BV9 can function as coat and detector. IF: Cells on coverslips were fixed with 3% paraformaldehyde and permeabilized with 0.5% Triton X-100 before incubation with antibody BV9 (Ref.5, 8). W: A reduced sample treatment and 7.5% SDS-Page was used. The band size is 130-140kDa (Ref.3). | vascular endothelial cadherin, 7B4 antigen, Cadherin-5, CD144 Gene name: CDH5
https://www.hycultbiotech.com/products/types/hm2024f-100ug | TNF-alpha, Human, mAb T1, FITC | 100 µg | Flow cytometry, Functional studies, Immuno assays, Western blot |  | The antibody reacts with free soluble (17 kDa) and membrane (26 kDa) human TNF-alpha. The antibody inhibits the biological activity of both forms. It does not react with receptor bound TNF-alpha. It can be a useful tool to discriminate between the membrane form of TNF expressed on producer cells and the proteolytically cleaved, soluble TNF-alpha bound to its cognate cell membrane receptors (TNF-RI and TNF-RII). For this purpose we recommend to use this antibody in combination with the anti-TNF-alpha antibody HM2026, which recognizes soluble, membrane and receptor bound TNF-alpha. | Monoclonal antibodies | 1 ml (100 μg/ml) 0.2 μm protein G purified FITC conjugated antibody solution in PBS, containing 1% bovine serum albumin and 0.02% sodium azide. | Dilutions to be used depend on detection system applied. It is recommended that users test the reagent and determine their own optimal dilutions. The typical starting working dilution is 1:50. For functional studies, in vitro dilutions have to be optimized in user’s experimental setting. | BALB/c mice with huTNF, fusion of spleen cells with NSO myeloma cells (ref.1) | Mouse IgG1 | Human | 1. Gerspach, J et al; Detection of membrane-bound Tumor Necrosis Factor (TNF): an analysis of TNF-specific reagents. Microsc Res Tech 2000, 50: 243 | Product should be stored at 4 °C. Under recommended storage conditions, product is stable for one year. | For research use only. Not for use in or on humans or animals or for diagnostics. It is the responsibility of the user to comply with all local/state and Federal rules in the use of this product. Hycult Biotech is not responsible for any patent infringements that might result with the use or derivation of this product. | FS: The monoclonal antibody T1 can be used for inhibition of the biological activity of TNF-alpha. W: A reduced sample treatment and SDS-Page was used. The band size is 17 kDa. | Tumor necrosis factor, Cachectin, Tumor necrosis factor ligand superfamily member 2, Tumor necrosis factor, membrane form, C-domain 2, Tumor necrosis factor, soluble form Gene name: TNFA, TNFSF2
https://www.hycultbiotech.com/products/types/hm2024-100ug | TNF-alpha, Human, mAb T1 | 100 µg | Flow cytometry, Functional studies, Immuno assays, Western blot |  | The antibody reacts with free soluble (17 kDa) and membrane (26 kDa) human TNF-alpha. The antibody inhibits the biological activity of both forms. It does not react with receptor bound TNF-alpha. It can be a useful tool to discriminate between the membrane form of TNF expressed on producer cells and the proteolytically cleaved, soluble TNF-alpha bound to its cognate cell membrane receptors (TNF-RI and TNF-RII). For this purpose we recommend to use this antibody in combination with the anti-TNF-alpha antibody HM2026, which recognizes soluble, membrane and receptor bound TNF-alpha. | Monoclonal antibodies | 1 ml (100 μg/ml) 0.2 μm protein G purified antibody solution in PBS, containing 0.1% bovine serum albumin. | Dilutions to be used depend on detection system applied. It is recommended that users test the reagent and determine their own optimal dilutions. The typical starting working dilution is 1:50. For functional studies, in vitro dilutions have to be optimized in user’s experimental setting. | BALB/c mice with huTNF, fusion of spleen cells with NSO myeloma cells (ref.1) | Mouse IgG1 | Human | 1. Gerspach, J et al; Detection of membrane-bound Tumor Necrosis Factor (TNF): an analysis of TNF-specific reagents. Microsc Res Tech 2000, 50: 243 | Product should be stored at 4 °C. Under recommended storage conditions, product is stable for one year. | For research use only. Not for use in or on humans or animals or for diagnostics. It is the responsibility of the user to comply with all local/state and Federal rules in the use of this product. Hycult Biotech is not responsible for any patent infringements that might result with the use or derivation of this product. | FS: The monoclonal antibody T1 can be used for inhibition of the biological activity of TNF-alpha. W: A reduced sample treatment and SDS-Page was used. The band size is 17 kDa. | Tumor necrosis factor, Cachectin, Tumor necrosis factor ligand superfamily member 2, Tumor necrosis factor, membrane form, C-domain 2, Tumor necrosis factor, soluble form Gene name: TNFA, TNFSF2
https://www.hycultbiotech.com/products/types/hm2022bt-50ug | TNF-RII, Human, mAb 80M2, biotinylated | 50 µg | Flow cytometry, Functional studies, Immuno assays, Immuno fluorescence, Immuno precipitation |  | The monoclonal antibody 80M2 recognizes the extracellular part of- membrane-bound TNF-RII as well as- the soluble form of TNF-RII which is generated by proteolytic cleavage of the extracellular domain. The soluble form can still bind TNF-alpha with high affinity and functions as a TNF-alpha antagonist.- TNF-alpha is an important signaling protein in the immune system which can activate inflammatory responses, induce apoptosis, regulate cellular proliferation, and may even promote cancer progression. TNF-alpha can bind to two structurally distinct membrane receptors, TNF-RI and TNF-RII, which have both distinct and overlapping downstream signaling cascades. TNFRI is believed to be expressed on nearly all cell types, whereas TNFRII exhibits more restricted expression, being found on certain subpopulations of immune cells and several other cell types. A dominant role of TNF-RII has been shown in thymocyte activation by TNF-alpha, whereas induction of cytotoxicity and other functions are mediated largely by TNF-RI. TNF-RI is equally well activated by both the 17 kDa soluble and 26 kDa membrane-bound form, whereas TNF-RII is activated only by the membrane bound form of TNF-alpha. The antibody is a non-agonistic receptor modulating antibody. It enhances in vitro TNF alpha responses by increasing the affinity of the soluble form of TNF-alpha for TNF-RII. | Monoclonal antibodies | 0.5 ml (100 μg/ml) 0.2 μm filtered protein G purified biotinylated antibody solution in PBS, containing 0.1% bovine serum albumin and 0.02% sodium azide. | Dilutions to be used depend on detection system applied. It is recommended that users test the reagent and determine their own optimal dilutions. The typical starting working dilution is 1:50. |  | Mouse IgG1 | Human | 1. Grell, M et al; The transmembrane form of tumor necrosis factor is the prime activating ligand of the 80 kDa tumor necrosis factor receptor. Cell 1995, 83: 793 | Product should be stored at 4 °C. Under recommended storage conditions, product is stable for at least one year. | For research use only. Not for use in or on humans or animals or for diagnostics. It is the responsibility of the user to comply with all local/state and federal rules in the use of this product. Hycult Biotech is not responsible for any patent infringements that might result from the use or derivation of this product. | FC: Antibody 80M2 was used to select HeLa cells expressing TNF-RII- by- FACS. As negative control mock transfected HeLa cells were used. (Ref.2) FS: Antibody 80M2 functions as an allosteric modulator, which stabilizes the ligand-receptor complex. (Ref.1) | Tumor necrosis factor receptor superfamily member 1B, Tumor necrosis factor receptor 2, CD120b, TNF-R2, p75, p80, Tumor necrosis factor receptor type II, TNF-alpha receptor Gene name: TNFRSF1B, TNFBR, TNFR2
https://www.hycultbiotech.com/products/types/hm2022-500ug | TNF-RII, Human, mAb 80M2, functional study antibody, low endotoxin | 0.5 mg | Flow cytometry, Functional studies, Immuno assays, Immuno fluorescence, Immuno precipitation |  | The monoclonal antibody 80M2 recognizes the extracellular part of- membrane-bound TNF-RII as well as- the soluble form of TNF-RII which is generated by proteolytic cleavage of the extracellular domain. The soluble form can still bind TNF-alpha with high affinity and functions as a TNF-alpha antagonist.- TNF-alpha is an important signaling protein in the immune system which can activate inflammatory responses, induce apoptosis, regulate cellular proliferation, and may even promote cancer progression. TNF-alpha can bind to two structurally distinct membrane receptors, TNF-RI and TNF-RII, which have both distinct and overlapping downstream signaling cascades. TNFRI is believed to be expressed on nearly all cell types, whereas TNFRII exhibits more restricted expression, being found on certain subpopulations of immune cells and several other cell types. A dominant role of TNF-RII has been shown in thymocyte activation by TNF-alpha, whereas induction of cytotoxicity and other functions are mediated largely by TNF-RI. TNF-RI is equally well activated by both the 17 kDa soluble and 26 kDa membrane-bound form, whereas TNF-RII is activated only by the membrane bound form of TNF-alpha. The antibody is a non-agonistic receptor modulating antibody. It enhances in vitro TNF alpha responses by increasing the affinity of the soluble form of TNF-alpha for TNF-RII. | Monoclonal antibodies | 0.5 mg 0.2 μm filtered protein G purified antibody solution in PBS with a concentration of at least 0.5 mg/ml. The endotoxin concentration is < 24 EU/mg, determined with HIT302 LAL Assay. | For immunohistology, flow cytometry and Western blotting, dilutions to be used depend on detection system applied. It is recommended that users test the reagent and determine their own optimal dilutions. The typical starting working dilution is 1:50. For functional studies, in vitro dilutions have to be optimized in user’s experimental setting. |  | Mouse IgG1 | Human | 1. Grell, M et al; The transmembrane form of tumor necrosis factor is the prime activating ligand of the 80 kDa tumor necrosis factor receptor. Cell 1995, 83: 793 2. Till, A et al; The Met 196 - Arg variation of human tumor necrosis factor receptor 2 (TNFR2) affects TNF-alpha induced apoptosis by impaired NF-kB signalling and target gene expression. J Biol Chem 2005, 280: 5994 3. Scherubl C. et al; Colocalization of endogenous TNF with a functional intracellular splice form of human TNF receptor type 2. Journal of Inflammation 2005, 2: 7 4. Krippner, A et al; Single chain TNF, a TNF derivative with enhanced stability and antitumoral activity. J Immunol 2008, 180: 8176 5. Fairfax, B et al; A common haplotype of the TNF receptor 2 gene modulates endotoxin tolerance. J. Immonol 2011, 186: 3058 | Product should be stored at 4 °C. Under recommended storage conditions, product is stable for at least one year. The exact expiry date is indicated on the label. | For research use only. Not for use in or on humans or animals or for diagnostics. It is the responsibility of the user to comply with all local/state and federal rules in the use of this product. Hycult Biotech is not responsible for any patent infringements that might result from the use or derivation of this product. | FC: Antibody 80M2 was used to select HeLa cells expressing TNF-RII- by- FACS. As negative control mock transfected HeLa cells were used. (Ref.2) FS: Antibody 80M2 functions as an allosteric modulator, which stabilizes the ligand-receptor complex. (Ref.1) | Tumor necrosis factor receptor superfamily member 1B, CD120b, TNF-R2, p75, p80 TNF-alpha receptor
https://www.hycultbiotech.com/products/types/hm2022f-100ug | TNF-RII, Human, mAb 80M2, FITC | 100 µg | Flow cytometry, Functional studies, Immuno assays, Immuno fluorescence, Immuno precipitation |  | The monoclonal antibody 80M2 recognizes the extracellular part of- membrane-bound TNF-RII as well as- the soluble form of TNF-RII which is generated by proteolytic cleavage of the extracellular domain. The soluble form can still bind TNF-alpha with high affinity and functions as a TNF-alpha antagonist.- TNF-alpha is an important signaling protein in the immune system which can activate inflammatory responses, induce apoptosis, regulate cellular proliferation, and may even promote cancer progression. TNF-alpha can bind to two structurally distinct membrane receptors, TNF-RI and TNF-RII, which have both distinct and overlapping downstream signaling cascades. TNFRI is believed to be expressed on nearly all cell types, whereas TNFRII exhibits more restricted expression, being found on certain subpopulations of immune cells and several other cell types. A dominant role of TNF-RII has been shown in thymocyte activation by TNF-alpha, whereas induction of cytotoxicity and other functions are mediated largely by TNF-RI. TNF-RI is equally well activated by both the 17 kDa soluble and 26 kDa membrane-bound form, whereas TNF-RII is activated only by the membrane bound form of TNF-alpha. The antibody is a non-agonistic receptor modulating antibody. It enhances in vitro TNF alpha responses by increasing the affinity of the soluble form of TNF-alpha for TNF-RII. | Monoclonal antibodies | 1 ml (100 μg/ml) 0.2 μm filtered FITC conjugated antibody solution in PBS, containing 1% bovine serum albumin and 0.02% sodium azide. | For immunohistology, flow cytometry and Western blotting, dilutions to be used depend on detection system applied. It is recommended that users test the reagent and determine their own optimal dilutions. The typical starting working dilution is 1:50. |  | Mouse IgG1 | Human | 1. Grell, M et al; The transmembrane form of tumor necrosis factor is the prime activating ligand of the 80 kDa tumor necrosis factor receptor. Cell 1995, 83: 793 2. Till, A et al; The Met 196 - Arg variation of human tumor necrosis factor receptor 2 (TNFR2) affects TNF-alpha induced apoptosis by impaired NF-kB signalling and target gene expression. J Biol Chem 2005, 280: 5994 3. Scherubl C. et al; Colocalization of endogenous TNF with a functional intracellular splice form of human TNF receptor type 2. Journal of Inflammation 2005, 2: 7 4. Krippner, A et al; Single chain TNF, a TNF derivative with enhanced stability and antitumoral activity. J Immunol 2008, 180: 8176 5. Fairfax, B et al; A common haplotype of the TNF receptor 2 gene modulates endotoxin tolerance. J. Immonol 2011, 186: 3058 | Product should be stored at 4 °C. Under recommended storage conditions, product is stable for at least one year. The exact expiry date is indicated on the label. | For research use only. Not for use in or on humans or animals or for diagnostics. It is the responsibility of the user to comply with all local/state and federal rules in the use of this product. Hycult Biotech is not responsible for any patent infringements that might result from the use or derivation of this product. | FC: Antibody 80M2 was used to select HeLa cells expressing TNF-RII- by- FACS. As negative control mock transfected HeLa cells were used. (Ref.2) FS: Antibody 80M2 functions as an allosteric modulator, which stabilizes the ligand-receptor complex. (Ref.1) | Tumor necrosis factor receptor superfamily member 1B, CD120b, TNF-R2, p75, p80 TNF-alpha receptor
https://www.hycultbiotech.com/products/types/hm2022-100ug | TNF-RII, Human, mAb 80M2 | 100 µg | Flow cytometry, Functional studies, Immuno assays, Immuno fluorescence, Immuno precipitation |  | The monoclonal antibody 80M2 recognizes the extracellular part of- membrane-bound TNF-RII as well as- the soluble form of TNF-RII which is generated by proteolytic cleavage of the extracellular domain. The soluble form can still bind TNF-alpha with high affinity and functions as a TNF-alpha antagonist.- TNF-alpha is an important signaling protein in the immune system which can activate inflammatory responses, induce apoptosis, regulate cellular proliferation, and may even promote cancer progression. TNF-alpha can bind to two structurally distinct membrane receptors, TNF-RI and TNF-RII, which have both distinct and overlapping downstream signaling cascades. TNFRI is believed to be expressed on nearly all cell types, whereas TNFRII exhibits more restricted expression, being found on certain subpopulations of immune cells and several other cell types. A dominant role of TNF-RII has been shown in thymocyte activation by TNF-alpha, whereas induction of cytotoxicity and other functions are mediated largely by TNF-RI. TNF-RI is equally well activated by both the 17 kDa soluble and 26 kDa membrane-bound form, whereas TNF-RII is activated only by the membrane bound form of TNF-alpha. The antibody is a non-agonistic receptor modulating antibody. It enhances in vitro TNF alpha responses by increasing the affinity of the soluble form of TNF-alpha for TNF-RII. | Monoclonal antibodies | 1 ml (100 µg/ml) 0.2 µm filtered antibody solution in PBS, containing 0.1% bovine serum. | For immunofluorescence and flow cytometry, dilutions to be used depend on detection system applied. It is recommended that users test the reagent and determine their own optimal dilutions. The typical starting working dilution is 1:50. For functional studies, dilutions have to be optimized in user’s experimental setting. |  | Mouse IgG1 | Human | 1. Grell, M et al; The transmembrane form of tumor necrosis factor is the prime activating ligand of the 80 kDa tumor necrosis factor receptor. Cell 1995, 83: 793 2. Till, A et al; The Met 196 - Arg variation of human tumor necrosis factor receptor 2 (TNFR2) affects TNF-alpha induced apoptosis by impaired NF-kB signalling and target gene expression. J Biol Chem 2005, 280: 5994 3. Scherubl C. et al; Colocalization of endogenous TNF with a functional intracellular splice form of human TNF receptor type 2. Journal of Inflammation 2005, 2: 7 4. Krippner, A et al; Single chain TNF, a TNF derivative with enhanced stability and antitumoral activity. J Immunol 2008, 180: 8176 5. Fairfax, B et al; A common haplotype of the TNF receptor 2 gene modulates endotoxin tolerance. J. Immonol 2011, 186: 3058 | Product should be stored at 4 °C. Under recommended storage conditions, product is stable for at least one year. The exact expiry date is indicated on the label. | For research use only. Not for use in or on humans or animals or for diagnostics. It is the responsibility of the user to comply with all local/state and federal rules in the use of this product. Hycult Biotech is not responsible for any patent infringements that might result from the use or derivation of this product. | FC: Antibody 80M2 was used to select HeLa cells expressing TNF-RII- by- FACS. As negative control mock transfected HeLa cells were used. (Ref.2) FS: Antibody 80M2 functions as an allosteric modulator, which stabilizes the ligand-receptor complex. (Ref.1) | Tumor necrosis factor receptor superfamily member 1B, CD120b, TNF-R2, p75, p80 TNF-alpha receptor
https://www.hycultbiotech.com/products/types/hm2020bt-50ug | TNF-RI, Human, mAb H398, biotinylated | 50 µg | Flow cytometry, Functional studies, Immuno assays, Immuno precipitation, Western blot |  | The monoclonal antibody H398 recognizes the extracellular part of the Tumor Necrosis Factor Receptor type I (TNF-RI) of the membrane-bound as well as the soluble receptor. TNF-RI (~55-60 kDa) is present on most cell types and is considered to play a prominent role in cell stimulation by TNF-alpha. TNF-alpha activates inflammatory responses, induces apoptosis, regulates cellular proliferation, and may even promote cancer progression. The effects of TNF-alpha are mediated by TNF-RI and TNF-RII, which have both distinct and overlapping downstream signaling cascades. Induction of cytotoxicity and other functions are mediated largely via TNF-RI. TNF-RI is equally well activated by both the 17 kDa soluble and 26 kDa membrane-bound form, whereas TNF-RII is efficiently activated only by the membrane bound form of TNF-alpha. TNF-RI signaling is initiated when trimeric TNF-alpha binds TNF-RI receptors. Subsequent TNF-RI trimerization promotes the recruitment of a proximal signaling complex composed of TNF Receptor Associated protein with a Death Domain (TRADD), Receptor Interacting Protein (RIP), cellular Inhibitor of Apoptosis Protein 1 (cIAP1), TNF Receptor Associated Factor 2 (TRAF2), and likely TRAF5. Studies with TNF-RI-deficient mice indicate that TNF-RI mediates most of the proliferation, pro-inflammatory, and apoptosis-activating pathways. | Monoclonal antibodies | 0.5 ml (100 µg/ml) 0.2 μm filtered protein G purified biotinylated antibody solution in PBS, containing 0.1% bovine serum albumin and 0.02% sodium azide. | Dilutions to be used depend on detection system applied. It is recommended that users test the reagent and determine their own optimal dilutions. The typical starting working dilution is 1:50. The antibody competes with TNF-alpha. | Affinity-purified receptor material from HL60 cells containing ~9 μg actively binding receptor (Ref.1). | Mouse IgG2a | Human | 1. Thoma, B et al; Identification of a 60 kD tumor necrosis factor (TNF) receptor as the major signal transducing component in TNF responses. J Exp Med 1990, 172: 1019 2. Grell, M et al; TR60 and TR80 tumor necrosis factor (TNF)-receptors can independently mediate cytolysis. Lymphokine Cytokine Res 1993, 12: 143 3. Scheurich, P et al; Agonistic and antagonistic antibodies as a tool to study the functional role of human tumor necrosis factor receptors. Tumor Necrosis factor 1993, 4: 52 4. Grell, M et al; The type 1 receptor (CD120a) is the high-affinity receptor for soluble tumor necrosis factor. Proc Natl Acad Sci USA 1998, 95: 570 5. Krippner-Heidenreich, A et al; Single-chain TNF, a TNF derivative with enhanced stability and antitumoral activity. J Immunol 2008, 180: 8176 6. Kontermann, R et al; A humanized tumor necrosis factor receptor 1 (TNFR1)-specific antagonistic Antibody for selective inhibition of tumor necrosis factor (TNF) action. J Immunother 2008, 31: 225 7. Kälble, F et al; Selective Blocking of TNF Receptor 1 Attenuates Peritoneal Dialysis Fluid Induced inflammation of the Peritoneum in Mice. PLoSONE 2016, 11: e0163314 | Product should be stored at 4 °C. Under recommended storage conditions, product is stable for one year. | For research use only. Not for use in or on humans or animals or for diagnostics. It is the responsibility of the user to comply with all local/state and federal rules in the use of this product. Hycult Biotech is not responsible for any patent infringements that might result with the use or derivation of this product. | W: Reduced sample conditions were used. A band size of ~50-60 kDa is expected. FC: Antibody H398 can be used for extracellular staining. | CD120a, Tumor necrosis factor receptor superfamily member 1A, Tumor necrosis factor receptor 1, p55, p60, TNFR-1 Gene name: TNFRSF1A, TNFAR, TNFR1
https://www.hycultbiotech.com/products/types/hm2020-500ug | TNF-RI, Human, mAb H398, functional study antibody, low endotoxin | 0.5 mg | Flow cytometry, Frozen sections, Functional studies, Immuno assays, Immuno precipitation, Western blot |  | The monoclonal antibody H398 recognizes the extracellular part of the Tumor Necrosis Factor Receptor type I (TNF-RI) of the membrane-bound as well as the soluble receptor. TNF-RI (~55-60 kDa) is present on most cell types and is considered to play a prominent role in cell stimulation by TNF-alpha. TNF-alpha activates inflammatory responses, induces apoptosis, regulates cellular proliferation, and may even promote cancer progression. The effects of TNF-alpha are mediated by TNF-RI and TNF-RII, which have both distinct and overlapping downstream signaling cascades. Induction of cytotoxicity and other functions are mediated largely via TNF-RI. TNF-RI is equally well activated by both the 17 kDa soluble and 26 kDa membrane-bound form, whereas TNF-RII is efficiently activated only by the membrane bound form of TNF-alpha. TNF-RI signaling is initiated when trimeric TNF-alpha binds TNF-RI receptors. Subsequent TNF-RI trimerization promotes the recruitment of a proximal signaling complex composed of TNF Receptor Associated protein with a Death Domain (TRADD), Receptor Interacting Protein (RIP), cellular Inhibitor of Apoptosis Protein 1 (cIAP1), TNF Receptor Associated Factor 2 (TRAF2), and likely TRAF5. Studies with TNF-RI-deficient mice indicate that TNF-RI mediates most of the proliferation, pro-inflammatory, and apoptosis-activating pathways. | Monoclonal antibodies | 0.5 mg 0.2 μm filtered protein G purified antibody solution in PBS with a concentration of at least 0.5 mg/ml. The endotoxin concentration is < 24 EU/mg, determined with HIT302 LAL Assay. | For immunohistology, flow cytometry and Western blotting, dilutions to be used depend on detection system applied. It is recommended that users test the reagent and determine their own optimal dilutions. The typical starting working dilution is 1:50. For functional studies, in vitro dilutions have to be optimized in user's experimental setting. |  | Mouse IgG2a | Human | 1. Thoma, B et al; Identification of a 60 kD tumor necrosis factor (TNF) receptor as the major signal transducing component in TNF responses. J Exp Med 1990, 172: 1019 2. Grell, M et al; TR60 and TR80 tumor necrosis factor (TNF)-receptors can independently mediate cytolysis. Lymphokine Cytokine Res 1993, 12: 143 3. Scheurich, P et al; Agonistic and antagonistic antibodies as a tool to study the functional role of human tumor necrosis factor receptors. Tumor Necrosis factor 1993, 4: 52 4. Grell, M et al; The type 1 receptor (CD120a) is the high-affinity receptor for soluble tumor necrosis factor. Proc Natl Acad Sci USA 1998, 95: 570 5. Krippner-Heidenreich, A et al; Single-chain TNF, a TNF derivative with enhanced stability and antitumoral activity. J Immunol 2008, 180: 8176 6. Kontermann, R et al; A humanized tumor necrosis factor receptor 1 (TNFR1)-specific antagonistic Antibody for selective inhibition of tumor necrosis factor (TNF) action. J Immunother 2008, 31: 225 | Product should be stored at 4 °C. Under recommended storage conditions, product is stable for one year. | For research use only. Not for use in or on humans or animals or for diagnostics. It is the responsibility of the user to comply with all local/state and federal rules in the use of this product. Hycult Biotech is not responsible for any patent infringements that might result with the use or derivation of this product. |  | CD120a, Tumor necrosis factor receptor superfamily member 1A, p55/p60, TNFR-1
https://www.hycultbiotech.com/products/types/hm2020f-100ug | TNF-RI, Human, mAb H398, FITC | 100 µg | Flow cytometry, Frozen sections, Functional studies, Immuno assays, Immuno precipitation |  | The monoclonal antibody H398 recognizes the extracellular part of the Tumor Necrosis Factor Receptor type I (TNF-RI) of the membrane-bound as well as the soluble receptor. TNF-RI (~55-60 kDa) is present on most cell types and is considered to play a prominent role in cell stimulation by TNF-alpha. TNF-alpha activates inflammatory responses, induces apoptosis, regulates cellular proliferation, and may even promote cancer progression. The effects of TNF-alpha are mediated by TNF-RI and TNF-RII, which have both distinct and overlapping downstream signaling cascades. Induction of cytotoxicity and other functions are mediated largely via TNF-RI. TNF-RI is equally well activated by both the 17 kDa soluble and 26 kDa membrane-bound form, whereas TNF-RII is efficiently activated only by the membrane bound form of TNF-alpha. TNF-RI signaling is initiated when trimeric TNF-alpha binds TNF-RI receptors. Subsequent TNF-RI trimerization promotes the recruitment of a proximal signaling complex composed of TNF Receptor Associated protein with a Death Domain (TRADD), Receptor Interacting Protein (RIP), cellular Inhibitor of Apoptosis Protein 1 (cIAP1), TNF Receptor Associated Factor 2 (TRAF2), and likely TRAF5. Studies with TNF-RI-deficient mice indicate that TNF-RI mediates most of the proliferation, pro-inflammatory, and apoptosis-activating pathways. | Monoclonal antibodies | 1 ml (100 µg/ml) 0.2 µm filtered FITC conjugated antibody solution in PBS, containing 1% bovine serum albumin and 0.02 % sodium azide. | For immunohistology, flow cytometry and Western blotting, dilutions to be used depend on detection system applied. It is recommended that users test the reagent and determine their own optimal dilutions. The typical starting working dilution is 1:50. |  | Mouse IgG2a | Human | 1. Thoma, B et al; Identification of a 60 kD tumor necrosis factor (TNF) receptor as the major signal transducing component in TNF responses. J Exp Med 1990, 172: 1019 2. Grell, M et al; TR60 and TR80 tumor necrosis factor (TNF)-receptors can independently mediate cytolysis. Lymphokine Cytokine Res 1993, 12: 143 3. Scheurich, P et al; Agonistic and antagonistic antibodies as a tool to study the functional role of human tumor necrosis factor receptors. Tumor Necrosis factor 1993, 4: 52 4. Grell, M et al; The type 1 receptor (CD120a) is the high-affinity receptor for soluble tumor necrosis factor. Proc Natl Acad Sci USA 1998, 95: 570 5. Krippner-Heidenreich, A et al; Single-chain TNF, a TNF derivative with enhanced stability and antitumoral activity. J Immunol 2008, 180: 8176 6. Kontermann, R et al; A humanized tumor necrosis factor receptor 1 (TNFR1)-specific antagonistic Antibody for selective inhibition of tumor necrosis factor (TNF) action. J Immunother 2008, 31: 225 | Product should be stored at 4 °C. Under recommended storage conditions, product is stable for one year. | For research use only. Not for use in or on humans or animals or for diagnostics. It is the responsibility of the user to comply with all local/state and federal rules in the use of this product. Hycult Biotech is not responsible for any patent infringements that might result with the use or derivation of this product. |  | CD120a, Tumor necrosis factor receptor superfamily member 1A, p55/p60, TNFR-1
https://www.hycultbiotech.com/products/types/hm2020-100ug | TNF-RI, Human, mAb H398 | 100 µg | Flow cytometry, Frozen sections, Functional studies, Immuno assays, Immuno precipitation, Western blot |  | The monoclonal antibody H398 recognizes the extracellular part of the Tumor Necrosis Factor Receptor type I (TNF-RI) of the membrane-bound as well as the soluble receptor. TNF-RI (~55-60 kDa) is present on most cell types and is considered to play a prominent role in cell stimulation by TNF-alpha. TNF-alpha activates inflammatory responses, induces apoptosis, regulates cellular proliferation, and may even promote cancer progression. The effects of TNF-alpha are mediated by TNF-RI and TNF-RII, which have both distinct and overlapping downstream signaling cascades. Induction of cytotoxicity and other functions are mediated largely via TNF-RI. TNF-RI is equally well activated by both the 17 kDa soluble and 26 kDa membrane-bound form, whereas TNF-RII is efficiently activated only by the membrane bound form of TNF-alpha. TNF-RI signaling is initiated when trimeric TNF-alpha binds TNF-RI receptors. Subsequent TNF-RI trimerization promotes the recruitment of a proximal signaling complex composed of TNF Receptor Associated protein with a Death Domain (TRADD), Receptor Interacting Protein (RIP), cellular Inhibitor of Apoptosis Protein 1 (cIAP1), TNF Receptor Associated Factor 2 (TRAF2), and likely TRAF5. Studies with TNF-RI-deficient mice indicate that TNF-RI mediates most of the proliferation, pro-inflammatory, and apoptosis-activating pathways. | Monoclonal antibodies | 1 ml (100 µg/ml) 0.2 µm filtered antibody solution in PBS, containing 0.1% bovine serum albumin. | For immunohistology, flow cytometry and Western blotting, dilutions to be used depend on detection system applied. It is recommended that users test the reagent and determine their own optimal dilutions. The typical starting working dilution is 1:50. For functional studies, in vitro dilutions have to be optimized in user's experimental setting. |  | Mouse IgG2a | Human | 1. Thoma, B et al; Identification of a 60 kD tumor necrosis factor (TNF) receptor as the major signal transducing component in TNF responses. J Exp Med 1990, 172: 1019 2. Grell, M et al; TR60 and TR80 tumor necrosis factor (TNF)-receptors can independently mediate cytolysis. Lymphokine Cytokine Res 1993, 12: 143 3. Scheurich, P et al; Agonistic and antagonistic antibodies as a tool to study the functional role of human tumor necrosis factor receptors. Tumor Necrosis factor 1993, 4: 52 4. Grell, M et al; The type 1 receptor (CD120a) is the high-affinity receptor for soluble tumor necrosis factor. Proc Natl Acad Sci USA 1998, 95: 570 5. Krippner-Heidenreich, A et al; Single-chain TNF, a TNF derivative with enhanced stability and antitumoral activity. J Immunol 2008, 180: 8176 6. Kontermann, R et al; A humanized tumor necrosis factor receptor 1 (TNFR1)-specific antagonistic Antibody for selective inhibition of tumor necrosis factor (TNF) action. J Immunother 2008, 31: 225 | Product should be stored at 4 °C. Under recommended storage conditions, product is stable for one year. | For research use only. Not for use in or on humans or animals or for diagnostics. It is the responsibility of the user to comply with all local/state and federal rules in the use of this product. Hycult Biotech is not responsible for any patent infringements that might result with the use or derivation of this product. |  | CD120a, Tumor necrosis factor receptor superfamily member 1A, p55/p60, TNFR-1
https://www.hycultbiotech.com/products/types/hm2015-500ug | gC1q-R, Human, mAb 74.5.2, functional study antibody, low endotoxin | 0.5 mg | Flow cytometry, Functional studies, Immuno assays, Immuno precipitation, Western blot |  | The monoclonal antibody 74.5.2 recognizes a cell membrane C1q binding molecule that recognises the globular heads of C1q. It is also present in plasma and the extracellular matrix. The molecule is an unusually acidic, single chain protein with an apparent molecular weight of 33 kDa. It does not possess a conventional sequence motif compatible with a membrane spanning segment nor a consensus site for a GPI anchor. gC1q-R migrates as a single chain under both reducing and non-reducing conditions, but it behaves as an oligomer on gel-filtration in non-dissociating conditions. Its multimer formation may be a critical process by which the gC1q-R molecule increases its affinity for multivalent ligands such as C1q. gC1q-R has been shown to inhibit complement activation by preventing the binding of C1q to antibodies, suggesting that the binding site for gC1q-R and the binding site for immune complexes, which are present on the C1q globular 'heads', may be located at the same position. gC1q-R is capable of interacting with several proteins involved in blood clotting, namely, thrombin, prothrombin, the heparinbinding form of vitronectin, the ternary complex, vitronectin-thrombin-antithrombin, as well as high-molecular-weight kininogen and Hageman factor. Besides its role in the complement pathway, gC1q-R participates in enhancement of Fc-receptor and CR1-mediated phagocytosis, procoagulant activity on platelets, and chemotactic activity on mast cells, eosinophils, neutrophils, and fibroblasts. gC1q-R is expressed on a wide variety of cells and can serve as a binding site for plasma and microbial proteins. Its antigenic sites may be cryptic on cells in suspension but become exposed when the cells are fixed by bifunctional cross-linkers. Probably it is also expressed on the cell membrane as a tetramer. Crosslinking or activation may thus bring about a tetrameric assembly of gC1q-R followed by a conformational change within the molecule, thereby exposing epitopes which are otherwise hidden. A form of GC1q-R is also found inside the cell. Intracellular gC1q-R has been shown to bind the cytoplasmic tail of the ;1B-adrenergic receptor and to PKCµ. The monoclonal antibody 74.5.2 is directed against epitopes situated within the NH2-terminal stretch of gC1q-R corresponding to residues 76-93. Clone 60.11 recognizes the putative C1q binding site and reacts with the mature form, but has poor or no reactivity with the truncated form, lacking residues 74-95. | Monoclonal antibodies | 0.5 mg 0.2 μm filtered protein G purified antibody solution in PBS with a concentration of at least 0.5 mg/ml. The endotoxin concentration is < 24 EU/mg, determined with HIT302 LAL Assay. | For flow cytometry and Western blotting, dilutions to be used depend on detection system applied. It is recommended that users test the reagent and determine their own optimal dilutions. The typical starting working dilution is 1:50. For functional studies, in vitro dilutions have to be optimized in user's experimental setting. | Recombinant-gC1q-R corresponding to mature gC1q-R (amino acids 74-282) | Mouse IgG1 | Human | 1. Ghebrehiwet, B et al; Identification of functional domains on gC1Q-R, a cell surface protein that binds to the globular "heads" of C1Q, using monoclonal antibodies and synthetic peptides. Hybridoma 1996, 5: 333 2. Ghebrehiwet, B et al; gC1q-R/p33, a member of a new class of multifunctional and multicompartmental cellular proteins, is involved in inflammation and infection. Immunol Rev 2001, 180: 65 3. Peerschke, E et al; gC1qR/p33 blockade reduces Staphylococcus aureus colonization of target tissues in an animal model of infective endocarditis. Infect Immun 2006, 74: 4418 4. Sansonno, D et al; Role of the receptor for the globular domain of C1q protein in the pathogenesis of hepatitis C virau-related cryoglobulin vascular damage. J Immunol 2009, 183: 6013 | Product should be stored at 4 °C. Under recommended storage conditions, product is stable for one year. | For research use only. Not for use in or on humans or animals or for diagnostics. It is the responsibility of the user to comply with all local/state and federal rules in the use of this product. Hycult Biotech is not responsible for any patent infringements that might result from the use or derivation of this product. |  | gC1q receptor, glycoprotein gC1qBP, GC1q-R protein, hyaluronan-binding protein 1, mitochondrial matrix protein p32, p33
https://www.hycultbiotech.com/products/types/hm2015-100ug | gC1q-R, Human, mAb 74.5.2 | 100 µg | Flow cytometry, Functional studies, Immuno assays, Immuno fluorescence, Immuno precipitation, Western blot |  | The monoclonal antibody 74.5.2 recognizes a cell membrane C1q binding molecule that recognises the globular heads of C1q. It is also present in plasma and the extracellular matrix. The molecule is an unusually acidic, single chain protein with an apparent molecular weight of 33 kDa. It does not possess a conventional sequence motif compatible with a membrane spanning segment nor a consensus site for a GPI anchor. gC1q-R migrates as a single chain under both reducing and non-reducing conditions, but it behaves as an oligomer on gel-filtration in non-dissociating conditions. Its multimer formation may be a critical process by which the gC1q-R molecule increases its affinity for multivalent ligands such as C1q. gC1q-R has been shown to inhibit complement activation by preventing the binding of C1q to antibodies, suggesting that the binding site for gC1q-R and the binding site for immune complexes, which are present on the C1q globular ‘heads’, may be located at the same position. gC1q-R is capable of interacting with several proteins involved in blood clotting, namely, thrombin, prothrombin, the heparinbinding form of vitronectin, the ternary complex, vitronectin-thrombin-antithrombin, as well as high-molecular-weight kininogen and Hageman factor. Besides its role in the complement pathway, gC1q-R participates in enhancement of Fc-receptor and CR1-mediated phagocytosis, procoagulant activity on platelets, and chemotactic activity on mast cells, eosinophils, neutrophils, and fibroblasts. gC1q-R is expressed on a wide variety of cells and can serve as a binding site for plasma and microbial proteins. Its antigenic sites may be cryptic on cells in suspension but become exposed when the cells are fixed by bifunctional cross-linkers. Probably it is also expressed on the cell membrane as a tetramer. Crosslinking or activation may thus bring about a tetrameric assembly of gC1q-R followed by a conformational change within the molecule, thereby exposing epitopes which are otherwise hidden. A form of gC1q-R is also found inside the cell. Intracellular gC1q-R has been shown to bind the cytoplasmic tail of the α1B-adrenergic receptor and to PKCμ. The monoclonal antibody 74.5.2 is directed against epitopes in the XC15 peptide that contains a binding site for high-molecular-weight kininogen and Factor XII. Clone 74.5.2 recognizes both the mature (74 – 282) and truncated form, lacking residues 74-95. | Monoclonal antibodies | 1 ml (100 μg/ml) 0.2 μm protein G purified antibody solution in PBS, containing 0.1% bovine serum albumin. | Dilutions to be used depend on detection system applied. It is recommended that users test the reagent and determine their own optimal dilutions. The typical starting working dilution is 1:50. | Recombinant-gC1qR corresponding to maturegC1qR (amino acids 74-282) | Mouse IgG1 | Human | 1. Ghebrehiwet, B et al; Identification of functional domains on gC1Q-R, a cell surface protein that binds to the globular "heads" of C1Q, using monoclonal antibodies and synthetic peptides. Hybridoma 1996, 5: 333 2. Ghebrehiwet, B et al; gC1q-R/p33, a member of a new class of multifunctional and multicompartmental cellular proteins, is involved in inflammation and infection. Immunol Rev 2001, 180: 65 3. Peerschke, E et al; gC1qR/p33 blockade reduces Staphylococcus aureus colonization of target tissues in an animal model of infective endocarditis. Infect Immun 2006, 74: 4418 4. Sansonno, D et al; Role of the receptor for the globular domain of C1q protein in the pathogenesis of hepatitis C virau-related cryoglobulin vascular damage. J Immunol 2009, 183: 6013 | Product should be stored at 4 °C. Under recommended storage conditions, product is stable for one year. | For research use only. Not for use in or on humans or animals or for diagnostics. It is the responsibility of the user to comply with all local/state and federal rules in the use of this product. Hycult Biotech is not responsible for any patent infringements that might result from the use or derivation of this product. |  | Complement component 1 Q subcomponent-binding protein, mitochondrial, ASF/SF2-associated protein p32, Glycoprotein gC1qBP, C1qBP, Hyaluronan-binding protein 1, Mitochondrial matrix protein p32, p33 Gene name: C1QBP, GC1QBP, HABP1, SF2P32
https://www.hycultbiotech.com/products/types/hm2014f-100ug | gC1qR, Human, mAb 60.11, FITC | 100 µg | Flow cytometry, Functional studies, Immuno assays, Immuno precipitation, Paraffin sections, Western blot |  | The monoclonal antibody 60.11 recognizes a cell membrane C1q binding molecule that recognises the globular heads of C1q. It is also present in plasma and the extracellular matrix. The molecule is an unusually acidic, single chain protein with an apparent molecular weight of 33 kDa. It does not possess a conventional sequence motif compatible with a membrane spanning segment nor a consensus site for a GPI anchor. gC1q-R migrates as a single chain under both reducing and non-reducing conditions, but it behaves as an oligomer on gel-filtration in non-dissociating conditions. Its multimer formation may be a critical process by which the gC1q-R molecule increases its affinity for multivalent ligands such as C1q. gC1q-R has been shown to inhibit complement activation by preventing the binding of C1q to antibodies, suggesting that the binding site for gC1q-R and the binding site for immune complexes, which are present on the C1q globular ‘heads’, may be located at the same position. gC1q-R is capable of interacting with several proteins involved in blood clotting, namely, thrombin, prothrombin, the heparinbinding form of vitronectin, the ternary complex, vitronectin-thrombin-antithrombin, as well as high-molecular-weight kininogen and Hageman factor. Besides its role in the complement pathway, gC1q-R participates in enhancement of Fc-receptor and CR1-mediated phagocytosis, procoagulant activity on platelets, and chemotactic activity on mast cells, eosinophils, neutrophils, and fibroblasts. gC1q-R is expressed on a wide variety of cells and can serve as a binding site for plasma and microbial proteins. Its antigenic sites may be cryptic on cells in suspension but become exposed when the cells are fixed by bifunctional cross-linkers. Probably it is also expressed on the cell membrane as a tetramer. Crosslinking or activation may thus bring about a tetrameric assembly of gC1q-R followed by a conformational change within the molecule, thereby exposing epitopes which are otherwise hidden. A form of GC1q-R is also found inside the cell. Intracellular gC1q-R has been shown to bind the cytoplasmic tail of the α1B-adrenergic receptor and to PKCμ. The monoclonal antibody 60.11 is directed against epitopes situated within the NH2-terminal stretch of gC1q-R corresponding to residues 76-93. Clone 60.11 recognizes the putative C1q binding site and reacts with the mature form, but has poor or no reactivity with the truncated form, lacking residues 74- 95. | Monoclonal antibodies | 1 ml (100 μg/ml) 0.2 μm filtered protein G purified FITC conjugated antibody solution in PBS, containing 1% bovine serum albumin and 0.02% sodium azide. | Dilutions to be used depend on detection system applied. It is recommended that users test the reagent and determine their own optimal dilutions. The typical starting working dilution is 1:50. | Recombinant GC1q-R corresponding to mature GC1q-R (amino acids 74-282) | Mouse IgG1 | Human | 1. Ghebrehiwet, B et al; Identification of functional domains on gC1Q-R, a cell surface protein that binds to the globular "heads" of C1Q, using monoclonal antibodies and synthetic peptides. Hybridoma 1996, 5: 333 2. Ghebrehiwet, B et al; Evidence that the two C1q binding membrane proteins, gC1q-R and cC1q-R, associate to form a complex. J Immunol 1997, 159: 1429 3. Ghebrehiwet, B et al; gC1q-R/p33, a member of a new class of multifunctional and multicompartmental cellular proteins, is involved in inflammation and infection. Immunol Rev 2001, 180: 65 4. Grace, K et al; Surface expression of complement receptor gC1q-R/p33 is increased on the plasma membrane of human spermatozoa after capacitation. Biol Reprod 2002, 66: 823 5. Peerschke, E et al; gC1qR/p33 blockade reduces Staphylococcus aureus colonization of target tissues in an animal model of infective endocarditis. Infect Immun 2006, 74: 4418 6. Sansonno, D et al; Role of the receptor for the globular domain of C1q protein in the pathogenesis of hepatitis C virau-related cryoglobulin vascular damage. J Immunol 2009, 183: 6013 7. Ghebrehiwet, B et al, Monocyte expressed macromolecular C1 and C1q receptors as molecular sensors of danger: implications in SLE. Fron in Immunol 2014, 5:1 | Product should be stored at 4 °C. Under recommended storage conditions, product is stable for at least one year. | For research use only. Not for use in or on humans or animals or for diagnostics. It is the responsibility of the user to comply with all local/state and federal rules in the use of this product. Hycult Biotech is not responsible for any patent infringements that might result from the use or derivation of this product. | IA: Antibody 60.11 can be used as capture and detection antibody. W: The expected band size is ~33 kDa. | Complement component 1 Q subcomponent-binding protein, mitochondrial, ASF/SF2-associated protein p32, Glycoprotein gC1qBP, C1qBP, Hyaluronan-binding protein 1, Mitochondrial matrix protein p32, p33 Gene name: C1QBP, GC1QBP, HABP1, SF2P32
https://www.hycultbiotech.com/products/types/hm2014-100ug | gC1qR, Human, mAb 60.11 | 100 µg | Flow cytometry, Functional studies, Immuno assays, Immuno precipitation, Paraffin sections, Western blot |  | The monoclonal antibody 60.11 recognizes a cell membrane C1q binding molecule that recognises the globular heads of C1q. It is also present in plasma and the extracellular matrix. The molecule is an unusually acidic, single chain protein with an apparent molecular weight of 33 kDa. It does not possess a conventional sequence motif compatible with a membrane spanning segment nor a consensus site for a GPI anchor. gC1q-R migrates as a single chain under both reducing and non-reducing conditions, but it behaves as an oligomer on gel-filtration in non-dissociating conditions. Its multimer formation may be a critical process by which the gC1q-R molecule increases its affinity for multivalent ligands such as C1q. gC1q-R has been shown to inhibit complement activation by preventing the binding of C1q to antibodies, suggesting that the binding site for gC1q-R and the binding site for immune complexes, which are present on the C1q globular ‘heads’, may be located at the same position. gC1q-R is capable of interacting with several proteins involved in blood clotting, namely, thrombin, prothrombin, the heparinbinding form of vitronectin, the ternary complex, vitronectin-thrombin-antithrombin, as well as high-molecular-weight kininogen and Hageman factor. Besides its role in the complement pathway, gC1q-R participates in enhancement of Fc-receptor and CR1-mediated phagocytosis, procoagulant activity on platelets, and chemotactic activity on mast cells, eosinophils, neutrophils, and fibroblasts. gC1q-R is expressed on a wide variety of cells and can serve as a binding site for plasma and microbial proteins. Its antigenic sites may be cryptic on cells in suspension but become exposed when the cells are fixed by bifunctional cross-linkers. Probably it is also expressed on the cell membrane as a tetramer. Crosslinking or activation may thus bring about a tetrameric assembly of gC1q-R followed by a conformational change within the molecule, thereby exposing epitopes which are otherwise hidden. A form of GC1q-R is also found inside the cell. Intracellular gC1q-R has been shown to bind the cytoplasmic tail of the α1B-adrenergic receptor and to PKCμ. The monoclonal antibody 60.11 is directed against epitopes situated within the NH2-terminal stretch of gC1q-R corresponding to residues 76-93. Clone 60.11 recognizes the putative C1q binding site and reacts with the mature form, but has poor or no reactivity with the truncated form, lacking residues 74- 95. | Monoclonal antibodies | 1 ml (100 µg/ml) 0.2 µm filtered antibody solution in PBS, containing 0.1% bovine serum albumin. | For flow cytometry and Western blotting, dilutions to be used depend on detection system applied. It is recommended that users test the reagent and determine their own optimal dilutions. The typical starting working dilution is 1:50. For functional studies, in vitro dilutions have to be optimized in user's experimental setting. | Recombinant-gC1q-R corresponding to mature gC1q-R (amino acids 74-282) | Mouse IgG1 | Human | 1. Ghebrehiwet, B et al; Identification of functional domains on gC1Q-R, a cell surface protein that binds to the globular "heads" of C1Q, using monoclonal antibodies and synthetic peptides. Hybridoma 1996, 5: 333 2. Ghebrehiwet, B et al; Evidence that the two C1q binding membrane proteins, gC1q-R and cC1q-R, associate to form a complex. J Immunol 1997, 159: 1429 3. Ghebrehiwet, B et al; gC1q-R/p33, a member of a new class of multifunctional and multicompartmental cellular proteins, is involved in inflammation and infection. Immunol Rev 2001, 180: 65 4. Grace, K et al; Surface expression of complement receptor gC1q-R/p33 is increased on the plasma membrane of human spermatozoa after capacitation. Biol Reprod 2002, 66: 823 5. Peerschke, E et al; gC1qR/p33 blockade reduces Staphylococcus aureus colonization of target tissues in an animal model of infective endocarditis. Infect Immun 2006, 74: 4418 6. Sansonno, D et al; Role of the receptor for the globular domain of C1q protein in the pathogenesis of hepatitis C virau-related cryoglobulin vascular damage. J Immunol 2009, 183: 6013 | Product should be stored at 4 °C. Under recommended storage conditions, product is stable for one year. | For research use only. Not for use in or on humans or animals or for diagnostics. It is the responsibility of the user to comply with all local/state and federal rules in the use of this product. Hycult Biotech is not responsible for any patent infringements that might result from the use or derivation of this product. |  | Glycoprotein gC1qBP, GC1q-R protein, hyaluronan-binding protein 1, mitochondrial matrix protein p32, p33
https://www.hycultbiotech.com/products/types/hm2011-100ug | MCP-1, Human, mAb MNA1 | 100 µg | Flow cytometry, Frozen sections, Functional studies, Immuno assays, Immuno precipitation, Paraffin sections, Western blot |  | Monoclonal antibody MNA.1 (formerly known as 5D3-F7) recognizes human natural and recombinant monocyte chemotactic protein-1 (MCP-1). Monocyte chemotactic protein-1 (MCP-1) is a 11 kDa protein belonging to the CC subgroup of the chemokine superfamily, which stimulate the migration of monocytic cells. In contrast, the CXC chemokines predominantly activate polymorphonuclear leukocytes. The coordinated synthesis and release of MCP-1 plays a central role in both acute and chronic inflammatory processes by controlling the influx of phagocytic cells. Furthermore, their state of activation is in concert with primary inflammatory cytokines, such as IL-1, TNF-a, and IL-6. A selective accumulation of MCP-1 in the cerebrospinal fluid (CSF) of AIDS patients with cytomegalovirus encephalitis, but not with other opportunistic infections or primary lymphomas of the central nervous system , has been described. Furthermore, the chemotactic activity of MCP-1 on monocytic cells has been suggested to play a role in psoriasis, rheumatoid arthritis and atherosclerosis. No cross-reactivity of mAb MNA.1 with other cytokines has been detected. | Monoclonal antibodies | 1 ml (100 µg/ml) 0.2 µm filtered antibody solution in PBS, containing 0.1% bovine serum albumin. | For immunohistochemistry, flow cytometry and Western blotting, dilutions to be used depend on detection system applied. It is recommended that users test the reagent and determine their own optimal dilutions. The typical starting working dilution is 1:50. For functional studies- dilutions have to be optimized in user&rsquo;s experimental setting. | Recombinant human MCP-1 | Mouse IgG1 | Human |  | Product should be stored at 4 °C. Under recommended storage conditions, product is stable for at least one year. The exact expiry date is indicated on the label. | For research use only. Not for use in or on humans or animals or for diagnostics. It is the responsibility of the user to comply with all local/state and federal rules in the use of this product. Hycult Biotech is not responsible for any patent infringements that might result from the use or derivation of this product. | FC: Antibody MNA.1 stains intracellular MCP-1.For intracellular staining HUVEC cells were permeabilized with buffer containing- 0.1% saponin. The cells were fixed in 4% paraformaldehyde before staining. As negative control a corresponding isotype control antibody was used- (Ref.5). W: A reduced sample treatment and 15% SDS-Page was used. The band sizes are ~14 and 11 kDa (Ref.1). IHC-P: Tissue sections were fixed in formalin and pretreated with hydrogen peroxide to quench endogenous peroxidases. Antigen retrieval was performed by pressure cooking for 3 minutes in PBS. As negative control the MNA.1 antibody was omitted (Ref.7). IHC-F:- Tissue sections were air dried and pretreated with 3% hydrogen peroxide to quench endogenous peroxidases. As negative control the MNA.1 antibody was omitted (Ref.2). FS: Antibody MNA.1 inhibits migration of monocytes by neutralizing MCP-1(Ref.1). | C-C motif chemokine 2, CCL2, small-inducible cytokine A2, MCAF, HC11
https://www.hycultbiotech.com/products/types/hm2009-500ug | TNF-alpha, Human, mAb 4H31, functional study antibody, low endotoxin | 0.5 mg | Flow cytometry, Frozen sections, Functional studies, Immuno assays, Immuno precipitation, Western blot |  | The antibody reacts with human native and recombinant TNF-alpha as assessed by ELISA. The antibody inhibits the biological activity of human native and recombinant TNF-alpha as determined with L929 cells in a cytotoxicity assay. The antibody cross reacts with rhesus and cynomolgus natural TNF-alpha and lacks crossreactivity with human lymphotoxin. | Monoclonal antibodies | 0.5 mg (100 µg/ml) 0.2 µm filtered antibody solution in PBS (exact concentration is indicated on the label) | For immunohistology, flow cytometry and Western blotting dilutions to be used depend on detection system applied. It is recommended that users test the reagent and determine their own optimal dilutions. The typical starting working dilution is 1:10. For neutralization of biological activity in vitro dilutions have to be made according to the amount of TNF-alpha to be inactivated. Before use in biological assays, the product must be filter sterilized and depending on the concentration to be used dialyzed against culture medium to remove the sodium azide added. Please inquire for availability of azide free solutions. |  | Mouse IgG1 | Human | 1. Gerspach, J et al; Detection of membrane-bound Tumor Necrosis Factor (TNF): an analysis of TNF-specific reagents. Microsc Res Tech 2000, 50: 243 2. Limb, GA et al; Distribution of TNF-alpha and its reactive vascular adhesion molecules in fibrovascular membranes of proliferative diabetic retinopathy. Br J Ophthalmol 1996, 80: 168 3. Laan van der, N et al; Tumor necrosis factor alpha (TNFalpha) in human skin: a comparison of different antibodies for immunohistochemistry. Arch Dermatol Res 2001, 293: 226 | Product should be stored at 4 °C. Under recommended storage conditions, product is stable for one year. | For research use only. Not for use in or on humans or animals or for diagnostics. It is the responsibility of the user to comply with all local/state and Federal rules in the use of this product. Hycult Biotech is not responsible for any patent infringements that might result with the use of or derivation of this product.
https://www.hycultbiotech.com/products/types/hm2009-100ug | TNF-alpha, Human, mAb 4H31 | 100 µg | Flow cytometry, Frozen sections, Functional studies, Immuno assays, Immuno precipitation, Western blot |  | The antibody reacts with human native and recombinant TNF-alpha as assessed by ELISA. The antibody inhibits the biological activity of human native and recombinant TNF-alpha as determined with L929 cells in a cytotoxicity assay. The antibody cross reacts with rhesus and cynomolgus natural TNF-alpha and lacks crossreactivity with human lymphotoxin. | Monoclonal antibodies | 1 ml (100 µg/ml) 0.2 µm filtered antibody solution in PBS, containing 0.02% sodium azide and 0.1% bovine serum albumin. | For immunohistology, flow cytometry and Western blotting dilutions to be used depend on detection system applied. It is recommended that users test the reagent and determine their own optimal dilutions. The typical starting working dilution is 1:10. For neutralization of biological activity in vitro dilutions have to be made according to the amount of TNF-alpha to be inactivated. Before use in biological assays, the product must be filter sterilized and depending on the concentration to be used dialyzed against culture medium to remove the sodium azide added. Please inquire for availability of azide free solutions. |  | Mouse IgG1 | Human | 1. Gerspach, J et al; Detection of membrane-bound Tumor Necrosis Factor (TNF): an analysis of TNF-specific reagents. Microsc Res Tech 2000, 50: 243 2. Limb, GA et al; Distribution of TNF-alpha and its reactive vascular adhesion molecules in fibrovascular membranes of proliferative diabetic retinopathy. Br J Ophthalmol 1996, 80: 168 3. Laan van der, N et al; Tumor necrosis factor alpha (TNFalpha) in human skin: a comparison of different antibodies for immunohistochemistry. Arch Dermatol Res 2001, 293: 226 | Product should be stored at 4 °C. Under recommended storage conditions, product is stable for one year. | For research use only. Not for use in or on humans or animals or for diagnostics. It is the responsibility of the user to comply with all local/state and Federal rules in the use of this product. Hycult Biotech is not responsible for any patent infringements that might result with the use of or derivation of this product.
https://www.hycultbiotech.com/products/types/hm2007-500ug | TNF-RII, Human, mAb MR2-1, functional study antibody, low endotoxin | 0.5 mg | Flow cytometry, Frozen sections, Functional studies, Immuno assays, Immuno fluorescence, Immuno precipitation, Western blot |  | The antibody MR2-1 reacts with the extra-cellular part of the TNF-RII. It also reacts with the soluble receptor. TNF-RII is present on most cell types and is considered to play a prominent role in cell stimulation by TNF-alpha. TNF-RII molecule is shown to be responsible for stimulation of activated T-lymphocytes by TNF-alpha. The antibody cross reacts with rhesus and cynomolgus natural TNF-RII. | Monoclonal antibodies | 0.5 mg 0.2 μm filtered protein G purified antibody solution in PBS with a concentration of at least 0.5 mg/ml. The endotoxin concentration is < 24 EU/mg, determined with HIT302 LAL Assay. | For immunohistology, flow cytometry and Western blotting dilutions to be used depend on detection system applied. It is recommended that users test the reagent and determine their own optimal dilutions. The typical starting working dilution is 1:10. Advised positive controls for frozen sections are human lymphnodes and for flow cytometry PHA activated T cells. |  | Mouse IgG1 | Human | 1. Leeuwenberg, JFM et al; Slow release of soluble TNF-Receptors by monocytes in vitro. J Immunol 1994, 152: 4036 2. Leeuwenberg, JFM et al; Lipopolysaccharide LPS-mediated soluble TNF-Receptor release and TNF-Receptor expression by monocytes; role of CD14, LPS binding protein and bactericidal/permeability-increasing protein. J Immnol 1994, 152: 5070 3. Marchetti, L et al; Tumor necrosis factor (TNF)-mediated neuroprotection against glutamate-induced excitotoxicity is enhanced by N-methyl-D-aspartate receptor activation. Essential role of a TNF receptor 2-mediated phosphatidylinositol 3-kinase-dependent NF-kappa B pathway. J Biol Chem 2004, 279: 32869 | Product should be stored at 4 °C. Under recommended storage conditions, product is stable for one year. | For research use only. Not for use in or on humans or animals or for diagnostics. It is the responsibility of the user to comply with all local/state and Federal rules in the use of this product. Hycult Biotech is not responsible for any patent infringements that might result with the use of or derivation of this product.
https://www.hycultbiotech.com/products/types/hm2007f-100ug | TNF-RII, Human, mAb MR2-1, FITC | 100 µg | Flow cytometry, Functional studies, Immuno assays, Immuno fluorescence, Immuno precipitation, Western blot |  | The antibody MR2-1 reacts with the extra-cellular part of the TNF-RII. It also reacts with the soluble receptor. TNF-RII is present on most cell types and is considered to play a prominent role in cell stimulation by TNF-alpha. TNF-RII molecule is shown to be responsible for stimulation of activated T-lymphocytes by TNF-alpha. The antibody cross reacts with rhesus and cynomolgus natural TNF-RII. | Monoclonal antibodies | 1 ml (100 μg/ml) 0.2 μm filtered protein G purified FITC conjugated antibody solution in PBS, containing 1% bovine serum albumin and 0.02% sodium azide. | Dilutions to be used depend on detection system applied. It is recommended that users test the reagent and determine their own optimal dilutions. The typical starting working dilution is 1:50. | sTNF-R75 purified from the culture supernatant of NSO cells (transfected with the extracellular part of TNF-R75) (Ref.1). | Mouse IgG1 | Human | 1. Leeuwenberg, JFM et al; Lipopolysaccharide LPS-mediated soluble TNF-Receptor release and TNF-Receptor expression by monocytes; role of CD14, LPS binding protein and bactericidal/permeability-increasing protein. J Immnol 1994, 152: 5070 2. Leeuwenberg, JFM et al; Slow release of soluble TNF-Receptors by monocytes in vitro. J Immunol 1994, 152: 4036 3. Marchetti, L et al; Tumor necrosis factor (TNF)-mediated neuroprotection against glutamate-induced excitotoxicity is enhanced by N-methyl-D-aspartate receptor activation. Essential role of a TNF receptor 2-mediated phosphatidylinositol 3-kinase-dependent NF-kappa B pathway. J Biol Chem 2004, 279: 32869 4. Fisher, R et al, A TNF Receptor 2 Selective Agonist Rescues Human Neurons from Oxidative Stress-Induced Cell Death. PLoS ONE 2011, 6: e27621 5. Richter, C et al. The Tumor Necrosis Factor Receptor Stalk Regions Define Responsiveness to Soluble versus Membrane-Bound Ligand. Molecular and Cellular Biology 2012, 32:2515 6. Okubo, Y et al. Homogeneous Expansion of Human T-Regulatory Cells Via Tumor Necrosis Factor Receptor 2. Nature SCIENTIFIC REPORTS 2013, 3 : 3153 7. He, X et al; A TNFR2-Agonist Facilitates High Purity Expansion of Human Low Purity Treg Cells. PLoSONE 2016, 11: e0156311 8. Nguyen, D et al; Anti-TNF drives regulatory T cell expansion by paradoxically promoting membrane TNF–TNF-RII binding in rheumatoid arthritis. J. Exp. Med. 2016, 213:1241 | Product should be stored at 4 °C. Under recommended storage conditions, product is stable for at least one year. | For research use only. Not for use in or on humans or animals or for diagnostics. It is the responsibility of the user to comply with all local/state and federal rules in the use of this product. Hbt is not responsible for any patent infringements that might result from the use or derivation of this product. | IA: HM2007 can be used as a capture antibody. IP: The lysate was centrifuged and the supernatant was incubated with 5 mg TNFR2-specific antibody MR2-1 for 2 hours at 4°C. The immuno complexes were precipitated with protein G agarose for two hours at 4°C (Ref.4). W: A reduced protocol was used. The expected band size is ~65 kDa. | Tumor necrosis factor receptor superfamily member 1B, Tumor necrosis factor receptor 2, TNF-R2, Tumor necrosis factor receptor type II, TNFR-II, p75, p80 TNF-alpha receptor, CD120b Gene name: TNFRSF1B, TNFBR, TNFR2
https://www.hycultbiotech.com/products/types/hm2007-100ug | TNF-RII, Human, mAb MR2-1 | 100 µg | Flow cytometry, Frozen sections, Functional studies, Immuno assays, Immuno fluorescence, Immuno precipitation, Western blot |  | The antibody MR2-1 reacts with the extra-cellular part of the TNF-RII. It also reacts with the soluble receptor. TNF-RII is present on most cell types and is considered to play a prominent role in cell stimulation by TNF-alpha. TNF-RII molecule is shown to be responsible for stimulation of activated T-lymphocytes by TNF-alpha. The antibody cross reacts with rhesus and cynomolgus natural TNF-RII. | Monoclonal antibodies | 1 ml (100 µg/ml) 0.2 µm filtered antibody solution in PBS, containing 0.1% bovine serum albumin. | For immunohistology, flow cytometry and Western blotting dilutions to be used depend on detection system applied. It is recommended that users test the reagent and determine their own optimal dilutions. The typical starting working dilution is 1:10. Advised positive controls for frozen sections are human lymphnodes and for flow cytometry PHA activated T cells. |  | Mouse IgG1 | Human | 1. Leeuwenberg, JFM et al; Slow release of soluble TNF-Receptors by monocytes in vitro. J Immunol 1994, 152: 4036 2. Leeuwenberg, JFM et al; Lipopolysaccharide LPS-mediated soluble TNF-Receptor release and TNF-Receptor expression by monocytes; role of CD14, LPS binding protein and bactericidal/permeability-increasing protein. J Immnol 1994, 152: 5070 3. Marchetti, L et al; Tumor necrosis factor (TNF)-mediated neuroprotection against glutamate-induced excitotoxicity is enhanced by N-methyl-D-aspartate receptor activation. Essential role of a TNF receptor 2-mediated phosphatidylinositol 3-kinase-dependent NF-kappa B pathway. J Biol Chem 2004, 279: 32869 | Product should be stored at 4 °C. Under recommended storage conditions, product is stable for one year. | For research use only. Not for use in or on humans or animals or for diagnostics. It is the responsibility of the user to comply with all local/state and Federal rules in the use of this product. Hycult Biotech is not responsible for any patent infringements that might result with the use of or derivation of this product.
https://www.hycultbiotech.com/products/types/hm2005bt-50ug | TNF-RI, Human, mAb MR1-2, biotinylated | 50 µg | Flow cytometry, Functional studies |  | The antibody reacts with the extra-cellular part of the TNF-RI. It also reacts with the soluble receptor. TNF-RI is present on most cell types and is considered to play a prominent role in cell stimulation by TNF-alpha: Induction of cytotoxicity and other functions are mediated largely via TNF-RI. The antibody cross reacts with rhesus and cynomolgus natural TNF-RI. | Monoclonal antibodies | 0.5 ml (100 μg/ml) 0.2 μm filtered protein G purified biotinylated antibody solution in PBS, containing 0.1% bovine serum albumin and 0.02% sodium azide. | Dilutions to be used depend on detection system applied. It is recommended that users test the reagent and determine their own optimal dilutions. The typical starting working dilution is 1:50. | Extracellular part of TNF-R55 | Mouse IgG1 | Human | 1. Leeuwenberg, JFM et al; Slow release of soluble TNF-Receptors by monocytes in vitro. J Immunol 1994, 152: 4036 2. Leeuwenberg, JFM et al; Lipopolysaccharide LPS-mediated soluble TNF-Receptor release and TNF-Receptor expression by monocytes; role of CD14, LPS binding protein and bactericidal/permeability-increasing protein. J Immnol 1994, 152: 5070 3. Marchetti, L et al; Tumor necrosis factor (TNF)-mediated neuroprotection against glutamate-induced excitotoxicity is enhanced by N-methyl-D-aspartate receptor activation. Essential role of a TNF receptor 2-mediated phosphatidylinositol 3-kinase-dependent NF-kappa B pathway. J Biol Chem 2004, 279: 32869 | Product should be stored at 4 °C. Under recommended storage conditions, product is stable for one year. | For research use only. Not for use in or on humans or animals or for diagnostics. It is the responsibility of the user to comply with all local/state and Federal rules in the use of this product. Hycult Biotech is not responsible for any patent infringements that might result with the use of or derivation of this product. |  | Tumor necrosis factor receptor superfamily member 1A, Tumor necrosis factor receptor type I Gene name: TNFRSF1A
https://www.hycultbiotech.com/products/types/hm2005-500ug | TNF-RI, Human, mAb MR1-2, functional study antibody, low endotoxin | 0.5 mg | Flow cytometry, Functional studies |  | The antibody MR1-2 reacts with the extra-cellular part of the TNF-RI. It also reacts with the soluble receptor. TNF-RI is present on most cell types and is considered to play a prominent role in cell stimulation by TNF-alpha: Induction of cytotoxicity and other functions are mediated largely via TNF-RI. The antibody cross reacts with rhesus and cynomolgus natural TNF-RI. | Monoclonal antibodies | 0.5 mg 0.2 μm filtered protein G purified antibody solution in PBS with a concentration of at least 0.5 mg/ml. The endotoxin concentration is < 24 EU/mg, determined with HIT302 LAL Assay. | Dilutions to be used depend on detection system applied. It is recommended that users test the reagent and determine their own optimal dilutions. The typical starting working dilution is 1:50. | Extracellular part of TNF-R55 | Mouse IgG1 | Human | 1. Leeuwenberg, JFM et al; Slow release of soluble TNF-Receptors by monocytes in vitro. J Immunol 1994, 152: 4036 | Product should be stored at 4 °C. Under recommended storage conditions, product is stable for one year. | For research use only. Not for use in or on humans or animals or for diagnostics. It is the responsibility of the user to comply with all local/state and Federal rules in the use of this product. Hbt is not responsible for any patent infringements that might result with the use of or derivation of this product. |  | Tumor necrosis factor receptor superfamily member 1A, Tumor necrosis factor receptor type I Gene name: TNFRSF1A
https://www.hycultbiotech.com/products/types/hm2005-100ug | TNF-RI, Human, mAb MR1-2 | 100 µg | Flow cytometry, Functional studies |  | The antibody MR1-2 reacts with the extra-cellular part of the TNF-RI. It also reacts with the soluble receptor. TNF-RI is present on most cell types and is considered to play a prominent role in cell stimulation by TNF-alpha: Induction of cytotoxicity and other functions are mediated largely via TNF-RI. The antibody cross reacts with rhesus and cynomolgus natural TNF-RI. | Monoclonal antibodies | 1 ml (100 μg/ml) 0.2 μm filtered protein G purified antibody solution in PBS containing 0.1% bovine serum albumin. The endotoxin concentration is < 24 EU/mg, determined with HIT302 LAL Assay. | Dilutions to be used depend on detection system applied. It is recommended that users test the reagent and determine their own optimal dilutions. The typical starting working dilution is 1:50. | Extracellular part of TNF-R55 | Mouse IgG1 | Human | 1. Leeuwenberg, JFM et al; Slow release of soluble TNF-Receptors by monocytes in vitro. J Immunol 1994, 152: 4036 | Product should be stored at 4 °C. Under recommended storage conditions, product is stable for one year. | For research use only. Not for use in or on humans or animals or for diagnostics. It is the responsibility of the user to comply with all local/state and Federal rules in the use of this product. Hbt is not responsible for any patent infringements that might result with the use of or derivation of this product. |  | Tumor necrosis factor receptor superfamily member 1A, Tumor necrosis factor receptor type I Gene name: TNFRSF1A
https://www.hycultbiotech.com/products/types/hm2003-300ug | IFN-gamma, Human, mAb F12 | 300 µg | Frozen sections, Functional studies, Immuno assays, Immuno precipitation |  | Monoclonal antibody binds and neutralizes both natural and recombinant human gamma Interferon. Cross reactivity with other cytokines has not been found. The antibody does not react with rodent interferons. Possible applications include the purification of human gamma Interferon and in vitro neutralisation. In general, monoclonal antibodies to gamma Interferon are able to inhibit Schwartzman reactions and in the murine system appear to protect NZB mice against spontaneous development of autoimmune disease. | Monoclonal antibodies | Lyophilized product in PBS, containing 300 µg antibody. Reconstitute the vial by injection of 1 ml distilled or de-ionized water (Caution: vial is under vacuum). | For immunohistology dilutions to be used depend on detection system applied. It is recommended that users test the reagent and determine their own optimal dilutions. The typical starting working dilution is 1:10. For neutralization of biological activity in vitro dilutions have to be made according to the amount of IFN-gamma to be inactivated. One neutralizing unit of anti-human gamma interferon is defined as the amount of antibody sufficient for neutralizing one unit human gamma interferon (ref.: NIH standard Gg23-901-530). |  | Mouse IgG1 | Human | 1. Armstrong, JA et al; Semi-micro, dye-binding assay for rabbit interferon. J Appl Microbiol 1971, 21: 723 2. Billiau, A et al; Gamma-interferon : the match that lights the fire ? Immunol Today 1988, 9: 37 3. Jacob, CO et al; In vivo treatment of (NZB X NZW) F1 lupus-like nephritis with monoclonal antibody to gamma interferon. J Exp Med 1987, 166: 798 4. Meide van der, PH et al; Monoclonal antibodies to human immune interferon and their use in a sensitive solid-phase ELISA. J Immunol Methods 1985, 79: 293 | Lyophilized product should be stored at 4 °C. Store stock solution in aliquots at -20 °C. Repeated freeze and thaw cycles will cause loss of activity. Under recommended storage conditions, product is stable for one year. | For research use only. Not for use in or on humans or animals or for diagnostics. It is the responsibility of the user to comply with all local/state and Federal rules in the use of this product. Hycult Biotech is not responsible for any patent infringements that might result with the use of or derivation of this product.
https://www.hycultbiotech.com/products/types/hm2003-100ug | IFN-gamma, Human, mAb F12 | 100 µg | Frozen sections, Functional studies, Immuno assays, Immuno precipitation |  | Monoclonal antibody binds and neutralizes both natural and recombinant human gamma Interferon. Cross reactivity with other cytokines has not been found. The antibody does not react with rodent interferons. Possible applications include the purification of human gamma Interferon and in vitro neutralisation. In general, monoclonal antibodies to gamma Interferon are able to inhibit Schwartzman reactions and in the murine system appear to protect NZB mice against spontaneous development of autoimmune disease. | Monoclonal antibodies | Lyophilized product in PBS, containing 100 µg antibody. Reconstitute the vial by injection of 1 ml distilled or de-ionized water (Caution: vial is under vacuum). | For immunohistology dilutions to be used depend on detection system applied. It is recommended that users test the reagent and determine their own optimal dilutions. The typical starting working dilution is 1:10. For neutralization of biological activity in vitro dilutions have to be made according to the amount of IFN-gamma to be inactivated. One neutralizing unit of anti-human gamma interferon is defined as the amount of antibody sufficient for neutralizing one unit human gamma interferon (ref.: NIH standard Gg23-901-530). |  | Mouse IgG1 | Human | 1. Armstrong, JA et al; Semi-micro, dye-binding assay for rabbit interferon. J Appl Microbiol 1971, 21: 723 2. Billiau, A et al; Gamma-interferon : the match that lights the fire ? Immunol Today 1988, 9: 37 3. Jacob, CO et al; In vivo treatment of (NZB X NZW) F1 lupus-like nephritis with monoclonal antibody to gamma interferon. J Exp Med 1987, 166: 798 4. Meide van der, PH et al; Monoclonal antibodies to human immune interferon and their use in a sensitive solid-phase ELISA. J Immunol Methods 1985, 79: 293 | Lyophilized product should be stored at 4 °C. Store stock solution in aliquots at -20 °C. Repeated freeze and thaw cycles will cause loss of activity. Under recommended storage conditions, product is stable for one year. | For research use only. Not for use in or on humans or animals or for diagnostics. It is the responsibility of the user to comply with all local/state and Federal rules in the use of this product. Hycult Biotech is not responsible for any patent infringements that might result with the use of or derivation of this product.
https://www.hycultbiotech.com/products/types/hm2002-500ug | CD166, Human, mAb AZN-L50, functional study antibody, low endotoxin | 0.5 mg | Flow cytometry, Frozen sections, Functional studies, Immuno fluorescence, Immuno precipitation, Paraffin sections, Western blot |  | The monoclonal antibody AZN-L50 recognizes activated leukocyte cell adhesion molecule (ALCAM), a member of the immunoglobulin superfamily and has a characteristic VVC2C2C2 domain structure. ALCAM is a type I transmembrane protein of 100 kDa with five extracellular immunoglobulin-like domains and a short cytoplasmic tail. ALCAM mediates homotypic ALCAM-ALCAM interactions and heterotypic interactions with the T-cell antigen CD6. Homotypic interactions are involved in the development and maintenance of tissue architecture and tumor progression. Heterotypic interactions initiate and stabilize T-cell-dendritic interactions affecting T-cell activation. ALCAM is secreted as a NH2-terminal fragment of 30 kD. Soluble ALCAM (sALCAM) induces divergent biological signals and responses. ALCAM shows a characteristic, temporal and spatial distribution in development of a wide variety of tissues and cells in health and disease. ALCAM is expressed on a wide variety of cells, within the leukocyte population its expression is particularly high on dentritic cells. ALCAM is involved in various physiological processes including hematopoieses, thymus development, the immune response, neurite extension, neural cell migration, embryogenesis, neurogenesis, angiogenesis, osteogenesis and is a marker for pluripotent mesenchymal stem cells. The monoclonal antibody AZN-L50 completely blocks homophilic ALCAM-ALCAM interaction. | Monoclonal antibodies | 0.5 mg 0.2 μm filtered protein G purified antibody solution in PBS with a concentration of at least 0.5 mg/ml. The endotoxin concentration is < 24 EU/mg, determined with HIT302 LAL Assay. | For immunohistology, flow cytometry and Western blotting, dilutions to be used depend on detection system applied. It is recommended that users test the reagent and determine their own optimal dilutions. The typical starting working dilution is 1:50. For functional studies, in vitro dilutions have to be optimized in user&rsquo;s experimental setting. | CD166 expressing K562 cells | Mouse IgG2a | Human | 1. Kempen van, L et al; Molecular basis for the homophilic activated leukocyte cell adhesion molecule (ALCAM)-ALCAM interaction. J Biol Chem 2001, 276: 25783 2. Lunter, P et al; Activated leukocyte cell adhesion molecule (ALCAM/CD166/MEMD), a novel actor in invasive growth, controls matrix metalloproteinase activity. Cancer Res 2005, 65: 8801 3. Zimmerman, A et al; Long-term engagement of CD6 and ALCAM is essential for T-cell proliferation induced by dendritic cells. Blood 2006, 107: 3212 4. Riet te, J et al; Distinct kinetic and mechanical properties govern ALCAM-mediated interactions as shown by single-molecule force spectroscopy. J Cell Sci 2007, 120: 3965 5. Bladergroen, B et al; Spatially separated distribution and highly flexible expression of adhesion molecules facilitates dynamic hematopoiesis. J Med Sci 2007, 7:1239 6. Kilsdonk van, J et al; Attenuation of melanoma invasion by a secreted variant of activated leukocyte cell adhesion molecule. Cancer Res 2008, 68:3671 | Product should be stored at 4 °C. Under recommended storage conditions, product is stable for one year. | For research use only. Not for use in or on humans or animals or for diagnostics. It is the responsibility of the user to comply with all local/state and federal rules in the use of this product. Hycult Biotech is not responsible for any patent infringements that might result from the use or derivation of this product. | IHC-F:- Tissue sections were fixed in acetone FC: Antibody AZN-L50 stains the extracellular domain of ALCAM. K562 cells (2x105) were stained with 4 µg/ml antibody. FS: Antibody AZN-L50 functions as an blocking antibody for homotypic ALCAM-ALCAM interaction. IF: Antibody AZN-L50 (4 µg/ml) was used on methanol/acetone fixed monolayers of cells grown on a glass surface. IP: Radioactive labelled KG1a cells were lysed and precipitated with 1 µg of antibody coupled to Protein G Sepharose 4 Fast Flow beads. IHC-P: Tissue sections were pretreated by heating in a rice steamer in citrate buffer for 10 minutes for antigen retrieval. Tissue sections were blocked with normal horse serum. W: A non-reduced sample treatment and 6,5 % SDS-Page was used. The mature protein has a band size of 100 kDa and the soluble form 30 kDa. | Activated leukocyte cell adhesion molecule, ALCAM, CD166.
https://www.hycultbiotech.com/products/types/hm2002-100ug | CD166, Human, mAb AZN-L50 | 100 µg | Flow cytometry, Frozen sections, Functional studies, Immuno fluorescence, Immuno precipitation, Paraffin sections, Western blot |  | The monoclonal antibody AZN-L50 recognizes activated leukocyte cell adhesion molecule (ALCAM), a member of the immunoglobulin superfamily and has a characteristic VVC2C2C2 domain structure. ALCAM is a type I transmembrane protein of 100 kDa with five extracellular immunoglobulin-like domains and a short cytoplasmic tail. ALCAM mediates homotypic ALCAM-ALCAM interactions and heterotypic interactions with the T-cell antigen CD6. Homotypic interactions are involved in the development and maintenance of tissue architecture and tumor progression. Heterotypic interactions initiate and stabilize T-cell-dendritic interactions affecting T-cell activation. ALCAM is secreted as a NH2-terminal fragment of 30 kD. Soluble ALCAM (sALCAM) induces divergent biological signals and responses. ALCAM shows a characteristic, temporal and spatial distribution in development of a wide variety of tissues and cells in health and disease. ALCAM is expressed on a wide variety of cells, within the leukocyte population its expression is particularly high on dentritic cells. ALCAM is involved in various physiological processes including hematopoieses, thymus development, the immune response, neurite extension, neural cell migration, embryogenesis, neurogenesis, angiogenesis, osteogenesis and is a marker for pluripotent mesenchymal stem cells. The monoclonal antibody AZN-L50 completely blocks homophilic ALCAM-ALCAM interaction. | Monoclonal antibodies | 1 ml (100 µg/ml) 0.2 µm filtered antibody solution in PBS, containing 0.1% bovine serum albumin | For immunohistology, flow cytometry and Western blotting, dilutions to be used depend on detection system applied. It is recommended that users test the reagent and determine their own optimal dilutions. The typical starting working dilution is 1:50. For functional studies, in vitro dilutions have to be optimized in user&rsquo;s experimental setting. | CD166 expressing K562 cells | Mouse IgG2a | Human | 1. Kempen van, L et al; Molecular basis for the homophilic activated leukocyte cell adhesion molecule (ALCAM)-ALCAM interaction. J Biol Chem 2001, 276: 25783 2. Lunter, P et al; Activated leukocyte cell adhesion molecule (ALCAM/CD166/MEMD), a novel actor in invasive growth, controls matrix metalloproteinase activity. Cancer Res 2005, 65: 8801 3. Zimmerman, A et al; Long-term engagement of CD6 and ALCAM is essential for T-cell proliferation induced by dendritic cells. Blood 2006, 107: 3212 4. Riet te, J et al; Distinct kinetic and mechanical properties govern ALCAM-mediated interactions as shown by single-molecule force spectroscopy. J Cell Sci 2007, 120: 3965 5. Bladergroen, B et al; Spatially separated distribution and highly flexible expression of adhesion molecules facilitates dynamic hematopoiesis. J Med Sci 2007, 7:1239 6. Kilsdonk van, J et al; Attenuation of melanoma invasion by a secreted variant of activated leukocyte cell adhesion molecule. Cancer Res 2008, 68:3671 | Product should be stored at 4 °C. Under recommended storage conditions, product is stable for one year. | For research use only. Not for use in or on humans or animals or for diagnostics. It is the responsibility of the user to comply with all local/state and federal rules in the use of this product. Hycult Biotech is not responsible for any patent infringements that might result from the use or derivation of this product. | IHC-F:- Tissue sections were fixed in acetone FC: Antibody AZN-L50 stains the extracellular domain of ALCAM. K562 cells (2x105) were stained with 4 µg/ml antibody. FS: Antibody AZN-L50 functions as an blocking antibody for homotypic ALCAM-ALCAM interaction. IF: Antibody AZN-L50 (4 µg/ml) was used on methanol/acetone fixed monolayers of cells grown on a glass surface. IP: Radioactive labelled KG1a cells were lysed and precipitated with 1 µg of antibody coupled to Protein G Sepharose 4 Fast Flow beads. IHC-P: Tissue sections were pretreated by heating in a rice steamer in citrate buffer for 10 minutes for antigen retrieval. Tissue sections were blocked with normal horse serum. W: A non-reduced sample treatment and 6,5 % SDS-Page was used. The mature protein has a band size of 100 kDa and the soluble form 30 kDa. | Activated leukocyte cell adhesion molecule, ALCAM, CD166.
https://www.hycultbiotech.com/products/types/hm2001-100ug | IL-6, Human, mAb 5E1 | 100 µg | Functional studies, Immuno assays, Immuno precipitation, Western blot |  | The antibody reacts with human native and recombinant IL-6 as assessed by ELISA. The antibody inhibits the biological activity of human native and recombinant IL-6 as determined with the B9 cell bioassay. The antibody cross reacts with rhesus and cynomolgus natural IL6. | Monoclonal antibodies | 1 ml (100 µg/ml) 0.2 µm filtered protein G purified antibody solution in PBS, containing 0.1% bovine serum albumin. | For Western blotting dilutions to be used depend on detection system applied. It is recommended that users test the reagent and determine their own optimal dilutions, starting with undiluted material. For neutralization of biological activity in vitro dilutions have to be made according to the amount of IL-6 to be inactivated. Before use in biological assays, the product must be filter sterilized and depending on the concentration to be used dialyzed against culture medium to remove the sodium azide added. Please inquire for availability of azide free solutions. |  | Mouse IgG1 | Human |  | Product should be stored at 4 °C. Under recommended storage conditions, product is stable for one year. | For research use only. Not for use in or on humans or animals or for diagnostics. It is the responsibility of the user to comply with all local/state and Federal rules in the use of this product. Hycult Biotech is not responsible for any patent infringements that might result with the use of or derivation of this product.
https://www.hycultbiotech.com/products/types/hm1124-100ug | EMAP-II, Mouse, mAb M7/1 | 100 µ | Flow cytometry, Functional studies, Immuno assays, Western blot |  | Monoclonal antibody- clone M7/1 recognizes human endothelial-monocyte-activating polypeptide II (EMAP II). EMAPII is a proinflammatory cytokine and chemoattractant of macrophages and polymorphonuclear lymphocytes. The protein was initially identified as a product of murine methylcholanthrene A-induced fibrosarcoma cells. EMAP II is synthesized as a 34 kDa precursor molecule (proEMAP),- it can run anomalously in SDSpage at 43 kDa, and is enzymatically cleaved to produce a biologically active 22 kDa mature polypeptide. It modulates a range of properties of endothelial cells, monocytes, and neutrophils in vitro, and induces an acute inflammatory reaction and tumor regression in vivo. Later it was found to be anti-angiogenic and capable of induction of apoptosis in proliferation and hypoxic endothelial cells in vitro in tumor vasculature in vivo. EMAP II is released from cells, by a yet unknown mechanism, as pro- and mature EMAP II proteins in response to various forms of cellular stresses, including glucose starvation and hypoxia. Endothelial cells are the main target- for EMAPII and explain the anti-angiogenic property. The anti-tumor effect is expected to a large extent to be mediated through this characteristic. EMAPII is also associated with brain diseases and injury. EMAPII expression is related with leukocytes-infiltrated inflamed tissue and subsequent apoptosis. In solid tumors there is also an immunosuppressive role identified. EMAPII inducing tumor cells induce apoptosis of lymphocytes. EMPAII is considered a marker for microglial cells and macrophages in brain diseases. The distribution of EMAPII and its precursor in biopsies might be applicable as additive diagnostic tool. | Monoclonal antibodies | 1 ml (100 µg/ml) 0.2 µm filtered antibody solution in PBS, containing 0.1% bovine serum albumin. | For immune assay and Western blotting, dilutions to be used depend on detection system applied. It is recommended that users test the reagent and determine their own optimal dilutions. The typical starting working dilution is 1:50. For functional studies, in vitro dilutions have to be optimized in user&rsquo;s experimental setting. | Recombinant full-length mouse EMAP II | Rat IgG2a | Mouse | 1. Rajashekhar, G et al; A monoclonal rat anti-mouse EMAP II antibody that functionally neutralizes pro- and mature-EMAP II in vitro. J Immunol Methods 2009, 350: 22. 2. Clauss, M et al; Lung endothelial monocyte-activating protein 2 is a mediator of cigarette smoke-induced emphysema in mice. J Clin Invest 2011, 121: 2470. | Product should be stored at 4 °C. Under recommended storage conditions, product is stable for at least one year. The exact expiry date is indicated on the label. | For research use only. Not for use in or on humans or animals or for diagnostics. It is the responsibility of the user to comply with all local/state and federal rules in the use of this product. Hycult Biotech is not responsible for any patent infringements that might result from the use or derivation of this product. |  | Endothelial cell and monocyte activating proinflammatory cytokine
https://www.hycultbiotech.com/products/types/hm1121-100ug | OSCAR, Mouse, mAb 5B8 | 100 µg | Flow cytometry, Functional studies |  | The monoclonal antibody 5B8 reacts with mouse osteoclast-associated receptor (OSCAR), which is a 265 amino acid type 1 transmembrane protein belonging to the leukocyte receptor complex protein family that play critical roles in the regulation of both innate and adaptive immune responses. In mice, OSCAR is a RANKL-inducible gene which- is expressed during the later stages of pre-osteoclast maturation and is shown to be a potent FcR&gamma;-associated costimulatory receptor in vitro. OSCAR promotes osteoclastogenesis in vivo, and OSCAR binding to its collagen ligand led to signaling that- is involved in functional differentiation of leukocytes. In recent studies human OSCAR has been shown to play multiple roles in the immune system including activation and maturation of immune cells, prevention of apoptosis and enhancement of pro-inflammatory circuits. The latter by- inducing intracellular calcium release resulting in sustained IL-8 and chemokine expression leading to chemotaxis of Th2 effector and regulatory T-cells. In a- murine model using calvarias bone explants, the synovial fluid of osteoarthritis patients resulted in increased OSCAR mRNA expression suggesting that OSCAR might contribute to in the degenerative process. Moreover, in a recent study- OSCAR was found to be- induced in monocytes of RA patients, facilitating their differentiation into osteoclasts and bone resorption. The monoclonal antibody, 5B8, can be used for analysis of mouse OSCAR in flow-cytometry as well as functional studies for osteoclastogenesis. | Monoclonal antibodies | 1 ml (100 µg/ml) 0.2 µm filtered antibody solution in PBS, containing 0.1% bovine serum albumin. | For flow cytometry and Immuno fluorescence, dilutions to be used depend on detection system applied. It is recommended that users test the reagent and determine their own optimal dilutions. The typical starting working dilution is 1:50. For functional studies, in vitro dilutions have to be optimized in user&rsquo;s experimental setting. |  | Rat IgG2b | Mouse | 1. Koga, T et al; Costimulatory signals mediated by the ITAM motif cooperate with RANKL for bone homeostasis. Nature 2004, 428: 758. 2. Hara, H et al; Cell type-specific regulation of ITAM-mediated NF-{kappa}B activation by the adaptors, CARMA1- and CARD9. J. Immunol 2008, 181: 918. | Product should be stored at 4 °C. Under recommended storage conditions, product is stable for at least one year. The exact expiry date is indicated on the label. | For research use only. Not for use in or on humans or animals or for diagnostics. It is the responsibility of the user to comply with all local/state and federal rules in the use of this product. Hycult Biotech is not responsible for any patent infringements that might result from the use or derivation of this product.
https://www.hycultbiotech.com/products/types/hm1120-500ug | RBC, Mouse, mAb 34-3C, functional study antibody, low endotoxin | 0.5 mg | Flow cytometry, Functional studies |  | The monoclonal antibody 34-3C recognizes an exposed surface determinant of intact red blood cells (RBC). The high-affinity anti-RBC monoclonal antibody efficiently bind to Fc receptors on macrophages inducing anemia in vivo due to a rapid Fc receptor (FcyR)-mediated erythrophagocytosis of opsonised RBC in spleen and livers. The capacity of the antibody to interact with FcyR is responsible for its haemolytic activity. The monoclonal antibody only recognises antigenic determinants expressed on Mouse RBC and not on other species of RBC. | Monoclonal antibodies | 0.5 mg 0.2 μm filtered protein G purified antibody solution in PBS with a concentration of at least 0.5 mg/ml. The endotoxin concentration is < 24 EU/mg, determined with HIT302 LAL Assay. | For flow cytometry dilutions to be used depend on detection system applied. It is recommended that users test the reagent and determine their own optimal dilutions. The typical starting working dilution is 1:50. For functional studies, in vitro dilutions have to be optimized in user's experimental setting. | RBC | Mouse IgG2a | Mouse | 1. Shibata, T et al; Monoclonal anti-erythrocyte autoantibodies derived from NZB mice cause autoimmune haemolytic anemia by two distinct pathogenic mechanisms. Int. Immun. 1990, 2:1133 2. Fossati-Jimack, L et al; High pathogenic potential of low-affinity autoantibodies in experimental autoimmune haemolytic anemia. J. Exp. Med. 1990, 190:1689 3. Fossati-Jimack, L et al; Selective increase of autoimmune epitope expression on aged erythrocytes in mice: Implications in anti-erythrocyte autoimmune responses. J. Autoimmun. 2002, 18:17 4. Azeredo da Silveira, S et al; Complement activation selectively potentiates the pathogenicity of the IgG2b and IgG3 isotypes of a high-affinity anti-erythrocyte autoantibody. J. Exp. Med. 2002, 195:665 5. Baudino, L et al; Differential contribution of three different activating IgG Fc receptors (FcyRI, FcyRIII and FcyRIV) to IgG2a- and IgG2b-induced autoimmune haemolytic anemia in mice. J. Immunol. 2008, 180:1948 | Product should be stored at 4 °C. Under recommended storage conditions, product is stable for at least one year. The exact expiry date is indicated on the label. | For research use only. Not for use in or on humans or animals or for diagnostics. It is the responsibility of the user to comply with all local/state and federal rules in the use of this product. Hycult Biotech is not responsible for any patent infringements that might result from the use or derivation of this product.
https://www.hycultbiotech.com/products/types/hm1120-100ug | RBC, Mouse, mAb 34-3C | 100 µg | Flow cytometry, Functional studies |  | The monoclonal antibody 34-3C recognizes an exposed surface determinant of intact red blood cells (RBC). The high-affinity anti-RBC monoclonal antibody efficiently bind to Fc receptors on macrophages inducing anemia in vivo due to a rapid Fc receptor (FcyR)-mediated erythrophagocytosis of opsonised RBC in spleen and livers. The capacity of the antibody to interact with FcyR is responsible for its haemolytic activity. The monoclonal antibody only recognises antigenic determinants expressed on Mouse RBC and not on other species of RBC. | Monoclonal antibodies | 1 ml (100 µg/ml) 0.2 µm filtered antibody solution in PBS, containing 0.1% bovine serum. | For flow cytometry dilutions to be used depend on detection system applied. It is recommended that users test the reagent and determine their own optimal dilutions. The typical starting working dilution is 1:50. For functional studies, in vitro dilutions have to be optimized in user's experimental setting. | RBC | Mouse IgG2a | Mouse | 1. Shibata, T et al; Monoclonal anti-erythrocyte autoantibodies derived from NZB mice cause autoimmune haemolytic anemia by two distinct pathogenic mechanisms. Int. Immun. 1990, 2:1133 2. Fossati-Jimack, L et al; High pathogenic potential of low-affinity autoantibodies in experimental autoimmune haemolytic anemia. J. Exp. Med. 1990, 190:1689 3. Fossati-Jimack, L et al; Selective increase of autoimmune epitope expression on aged erythrocytes in mice: Implications in anti-erythrocyte autoimmune responses. J. Autoimmun. 2002, 18:17 4. Azeredo da Silveira, S et al; Complement activation selectively potentiates the pathogenicity of the IgG2b and IgG3 isotypes of a high-affinity anti-erythrocyte autoantibody. J. Exp. Med. 2002, 195:665 5. Baudino, L et al; Differential contribution of three different activating IgG Fc receptors (FcyRI, FcyRIII and FcyRIV) to IgG2a- and IgG2b-induced autoimmune haemolytic anemia in mice. J. Immunol. 2008, 180:1948 | Product should be stored at 4 °C. Under recommended storage conditions, product is stable for at least one year. The exact expiry date is indicated on the label. | For research use only. Not for use in or on humans or animals or for diagnostics. It is the responsibility of the user to comply with all local/state and federal rules in the use of this product. Hycult Biotech is not responsible for any patent infringements that might result from the use or derivation of this product.
https://www.hycultbiotech.com/products/types/hm1116f-100ug | CD59a, Mouse, mAb 7A6, FITC | 100 µg | Flow cytometry, Frozen sections, Functional studies, Immuno assays, Immuno fluorescence, Western blot |  | The monoclonal antibody 7A6 (previously known as mCD59.3) recognizes mouse CD59a, a potent inhibitor of the complement membrane attack complex (MAC) action. CD59 regulates the formation and function of the lytic C5b-9 complex by binding C8 and preventing the unfolding and membrane insertion of C9 and by binding C9 and restricting its polymerization.CD59 is a small (18 - 25 kDa) molecule, linked to the cell membrane through a glycosyl phosphatidylinositol (GPI) anchor and comprising 77 amino acids with a single N-linked carbohydrate group at Asn-18. Analogues of CD59 can be found in all species with similar structures and sizes. In contrast to all other species, mice have two genes encoding a CD59a and a CD59b protein. These two molecules are 63% identical at the amino acid level and share all major structural features. CD59a is broadly distributed on endothelia, erythrocytes, platelets and on numerous other cell types in organs, a distribution pattern resembling that of CD59 in other species. Expression of CD59b is restricted to germ cell elements in the testis and mature spermatozoa. Both CD59a and CD59b inhibit human and rodent complement with similar efficiency. CD59 may be involved in rheumatoid arthritis, motor nerve injury in the Guillain-Barré sydrome and in other diseases where defective inhibition of complement activation on self tissue is involved. Furthermore, CD59 may play an important part in abrogating the effects of complement attack in renal disease. Its presence and protective effect have already been demonstrated on human renal cells. | Monoclonal antibodies | 1 ml (100 μg/ml) 0.2 μm filtered protein G purified FITC conjugated antibody solution in PBS, containing 1% bovine serum albumin and 0.02% sodium azide. | Dilutions to be used depend on detection system applied. It is recommended that users test the reagent and determine their own optimal dilutions. The typical starting working dilution is 1:50. | mCD59a-Fc | Mouse IgG1 | Mouse | 1. Harris, C et al; Characterization of the mouse analogues of CD59 using novel monoclonal antibodies: tissue distribution and functional comparison. Immunology 2003, 109: 117 2. Williams, A et al; Deletion of the gene encoding CD59a in mice increases disease severity in a murine model of rheumatoid arthritis. Arthritis Rheum 2004, 50: 3035 3. Willison, H et al; The role of complement and complement regulators in mediating motor nerve terminal injury in murine models of Guillain–Barré syndrome, J Neuroimmunol 2008, 201-202: 172 4. Yang, P et al; Expression and Modulation of RPE Cell Membrane Complement Regulatory Proteins. Invest Ophthalmol Vis Sci 2009, 50: 3473 | Product should be stored at 4 °C. Under recommended storage conditions, product is stable for at least one year. | For research use only. Not for use in or on humans or animals or for diagnostics. It is the responsibility of the user to comply with all local/state and federal rules in the use of this product. Hycult Biotech is not responsible for any patent infringements that might result from the use or derivation of this product. | IA: HM1116 can be used as a detection antibody. IF: Six-micrometer cryosections were fixed with cold acetone for 5 minutes, rehydrated with PBS, and blocked with 5% normal goat serum in 1% BSA/PBS for 30 minutes at RT (Ref.4). W: Samples were run in nonreducing sample buffer, and membranes were incubated overnight at 4°C (Ref.4). The expected band size is ~18 kDa | Membrane attack complex inhibition factor, MACIF, MAC-inhibitory protein, Protectin, CD59 Gene name: CD59A
https://www.hycultbiotech.com/products/types/hm1116-100ug | CD59a, Mouse, mAb 7A6 | 100 µg | Flow cytometry, Frozen sections, Functional studies, Immuno assays, Immuno fluorescence, Western blot |  | The monoclonal antibody 7A6 (previously known as mCD59.3) recognizes mouse CD59a, a potent inhibitor of the complement membrane attack complex (MAC) action. CD59 regulates the formation and function of the lytic C5b-9 complex by binding C8 and preventing the unfolding and membrane insertion of C9 and by binding C9 and restricting its polymerization.CD59 is a small (18 - 25 kDa) molecule, linked to the cell membrane through a glycosyl phosphatidylinositol (GPI) anchor and comprising 77 amino acids with a single N-linked carbohydrate group at Asn-18. Analogues of CD59 can be found in all species with similar structures and sizes. In contrast to all other species, mice have two genes encoding a CD59a and a CD59b protein. These two molecules are 63% identical at the amino acid level and share all major structural features. CD59a is broadly distributed on endothelia, erythrocytes, platelets and on numerous other cell types in organs, a distribution pattern resembling that of CD59 in other species. Expression of CD59b is restricted to germ cell elements in the testis and mature spermatozoa. Both CD59a and CD59b inhibit human and rodent complement with similar efficiency. CD59 may be involved in rheumatoid arthritis, motor nerve injury in the Guillain-Barré sydrome and in other diseases where defective inhibition of complement activation on self tissue is involved. Furthermore, CD59 may play an important part in abrogating the effects of complement attack in renal disease. Its presence and protective effect have already been demonstrated on human renal cells. | Monoclonal antibodies | 1 ml (100 µ/ml) 0.2 µm filtered antibody solution in PBS, containing 0.1% bovine serum albumin. | For immunohistology, flow cytometry and Western blotting, dilutions to be used depend on detection system applied. It is recommended that users test the reagent and determine their own optimal dilutions. The typical starting working dilution is 1:50. For functional studies, in vitro dilutions have to be optimized in user's experimental setting. | mCD59a-Fc | Mouse IgG1 | Mouse | 1. Harris, C et al; Characterization of the mouse analogues of CD59 using novel monoclonal antibodies: tissue distribution and functional comparison. Immunology 2003, 109: 117 2. Williams, A et al; Deletion of the gene encoding CD59a in mice increases disease severity in a murine model of rheumatoid arthritis. Arthritis Rheum 2004, 50: 3035 3. Willison, H et al; The role of complement and complement regulators in mediating motor nerve terminal injury in murine models of Guillain–Barré syndrome, J Neuroimmunol 2008, 201-202: 172 4. Yang, P et al; Expression and Modulation of RPE Cell Membrane Complement Regulatory Proteins. Invest Ophthalmol Vis Sci 2009, 50: 3473 | Product should be stored at 4 °C. Under recommended storage conditions, product is stable for one year. | For research use only. Not for use in or on humans or animals or for diagnostics. It is the responsibility of the user to comply with all local/state and federal rules in the use of this product. Hycult Biotech is not responsible for any patent infringements that might result from the use or derivation of this product. |  | Membrane attack complex inhibition factor, MACIF, MAC-inhibitory protein, Protectin, CD59
https://www.hycultbiotech.com/products/types/hm1111-500ug | TIM-4, Mouse, mAb Kat5-18, functional study antibody, low endotoxin | 0.5 mg | Flow cytometry, Functional studies, Immuno assays, Immuno fluorescence |  | The monoclonal antibody Kat5-18 recognizes T-cell immunoglobulin and mucin domain containing molecule (TIMD-4, also called TIM-4). TIMD-4 is a type I transmembrane protein belonging to the immunoglobulin superfamily, containing one Ig-like V-type (immunoglobulin-like) domain. TIMD-4 is expressed in Mac1+ cells in spleen, lymph nodes and fetal liver. TIMD-4 binds apoptotic cells by recognizing phosphatidylserine via its immunoglobulin domain. TIMD-4 in fibroblasts enhanced their ability to engulf apoptotic cells. TIMD-4 is involved in regulating T-cell proliferation and lymphotoxin signaling. TIMD-4 and TIMD-1 are phosphatidylserine receptors for the engulfment of apoptotic cells, and are also involved in intracellular signaling in which exosomes are involved. The monoclonal antibody Kat5-18 blocks the engulfment of apoptotic cells by thymic macrophages. | Monoclonal antibodies | 0.5 mg 0.2 μm filtered protein G purified antibody solution in PBS with a concentration of at least 0.5 mg/ml. The endotoxin concentration is < 24 EU/mg, determined with HIT302 LAL Assay. | Dilutions to be used depend on detection system applied. It is recommended that users test the reagent and determine their own optimal dilutions. The typical starting working dilution is 1:50. | Mouse peritoneal cells (Ref.1) | Armenian hamster IgG | Mouse | 1. Miyanishi, M et al; Identification of Tim4 as a phosphatidylserine receptor. Nature 2007, 450: 435 2. Miyanishi, M et al; Synergistic effect of Tim4 and MFG-E8 null mutations on the development of autoimmunity. Int Immunol 2012, 24:551 | Product should be stored at 4°C. Under recommended storage conditions, product is stable for at least one year. | For research use only. Not for use in or on humans or animals or for diagnostics. It is the responsibility of the user to comply with all local/state and federal rules in the use of this product. Hycult Biotech is not responsible for any patent infringements that might result from the use or derivation of this product. | FC: Cells were incubated on ice for 30 min with 1 μg/ml biotinylated Kat5-18 in 100 μl staining solution (PBS containing 2% FCS), followed by incubation with 2 μg/ml Allophycocyanin (APC)-Cyanine 7 (Cy7)-conjugated streptavidin and 2 μg/ml APCconjugated anti-CD11b. The cells were then stained with 0.5 μM SYTOX Blue (Ref.2). FS: Antibody Kat5-18 blocks the engulfment of apoptotic cells by thymic macrophages (Ref.1). | T-cell immunoglobulin and mucin domain-containing protein 4, TIMD-4, Spleen, mucin-containing, knockout of lymphotoxin protein, SMUCKLER, T-cell immunoglobulin mucin receptor 4, TIM-4, T-cell membrane protein 4 Gene name: Timd4, Tim4
https://www.hycultbiotech.com/products/types/hm1111-100ug | TIM-4, Mouse, mAb Kat5-18 | 100 µg | Flow cytometry, Functional studies, Immuno assays, Immuno fluorescence |  | The monoclonal antibody Kat5-18 recognizes T-cell immunoglobulin and mucin domain containing molecule (TIMD-4, also called TIM-4). TIMD-4 is a type I transmembrane protein belonging to the immunoglobulin superfamily, containing one Ig-like V-type (immunoglobulin-like) domain. TIMD-4 is expressed in Mac1+ cells in spleen, lymph nodes and fetal liver. TIMD-4 binds apoptotic cells by recognizing phosphatidylserine via its immunoglobulin domain. TIMD-4 in fibroblasts enhanced their ability to engulf apoptotic cells. TIMD-4 is involved in regulating T-cell proliferation and lymphotoxin signaling. TIMD-4 and TIMD-1 are phosphatidylserine receptors for the engulfment of apoptotic cells, and are also involved in intracellular signaling in which exosomes are involved. The monoclonal antibody Kat5-18 blocks the engulfment of apoptotic cells by thymic macrophages. | Monoclonal antibodies | 1 ml (100 μg/ml) 0.2 μm protein A purified antibody solution in PBS, containing 0.1% bovine serum albumin. | Dilutions to be used depend on detection system applied. It is recommended that users test the reagent and determine their own optimal dilutions. The typical starting working dilution is 1:50. | Mouse peritoneal cells (Ref.1) | Armenian hamster IgG | Mouse | 1. Miyanishi, M et al; Identification of Tim4 as a phosphatidylserine receptor. Nature 2007, 450: 435 2. Miyanishi, M et al; Synergistic effect of Tim4 and MFG-E8 null mutations on the development of autoimmunity. Int Immunol 2012, 24:551 | Product should be stored at 4°C. Under recommended storage conditions, product is stable for at least one year. | For research use only. Not for use in or on humans or animals or for diagnostics. It is the responsibility of the user to comply with all local/state and federal rules in the use of this product. Hycult Biotech is not responsible for any patent infringements that might result from the use or derivation of this product. | FC: Cells were incubated on ice for 30 min with 1 μg/ml biotinylated Kat5-18 in 100 μl staining solution (PBS containing 2% FCS), followed by incubation with 2 μg/ml Allophycocyanin (APC)-Cyanine 7 (Cy7)-conjugated streptavidin and 2 μg/ml APCconjugated anti-CD11b. The cells were then stained with 0.5 μM SYTOX Blue (Ref.2). FS: Antibody Kat5-18 blocks the engulfment of apoptotic cells by thymic macrophages (Ref.1). | T-cell immunoglobulin and mucin domain-containing protein 4, TIMD-4, Spleen, mucin-containing, knockout of lymphotoxin protein, SMUCKLER, T-cell immunoglobulin mucin receptor 4, TIM-4, T-cell membrane protein 4 Gene name: Timd4, Tim4
https://www.hycultbiotech.com/products/types/hm1107-100ug | VCAM-1, Mouse, mAb 6C7.1 | 100 µg | Flow cytometry, Frozen sections, Functional studies, Immuno fluorescence, Immuno precipitation |  | The monoclonal antibody 6C7.1 recognizes mouse vascular cell adhesion molecule (VCAM-1) (~ 81 kDa), a member of a subclass of the immunoglobulin superfamily (IgSF). IgSF members are ligands for integrins. Cell adhesion molecules (CAMs) have important roles in the immune response, immune surveillance and cell-cell recognition, especially in leukocyte-endothelial cell adhesion. CAMs on the surface of leukocytes and endothelial cells are actively involved in the recruitment of specific leukocyte subsets into different tissues. VCAM-1 is expressed on inflamed vascular endothelium, as well as on macrophage-like and dendritic cell types in both normal and inflamed tissue. Cell adhesion molecules, like VCAM-1, are upregulated on cerebral vessels during inflammatory conditions of the central nervous system such as experimental autoimmune encephalomyelitis (EAE), a model system for multiple sclerosis. Administration of monoclonal antibody 6C7.1 has been shown to inhibit or diminish clinical or pathological signs of EAE. VCAM-1 is a receptor for encephalomyocarditis virus on murine vascular endothelial cells. Expression of VCAM-1 on vascular endothelial cells is induced by TNF-alpha, IL-1, IFN-gamma or endotoxin. VCAM-1 is a ligand for the integrins alpha4beta1 (VLA-4) and alpha4beta7 (LPAM-1). These integrins are constitutively expressed by thymocytes, lymphocytes and monocytes. VCAM-1/VLA-4 interaction may play a pathophysiological role in immune responses and as well as in leukocyte emigration to sites of inflammation. | Monoclonal antibodies | 1 ml (100 µg/ml) 0.2 µm filtered antibody solution in PBS, containing 0.1% bovine serum albumin. | For immunofluorescence and flow cytometry, dilutions to be used depend on detection system applied. It is recommended that users test the reagent and determine their own optimal dilutions. The typical starting working dilution is 1:50. For functional studies, in vitro dilutions have to be optimized in user's experimental setting. | Mouse endothelial cells | Rat IgG1 | Mouse | 1. Engelhardt B et al; The development of experimental autoimmune encephalomyelitis in the mouse requires alpha4-Integrin but not alpha4beta7-Integrin. J Clin Invest 1998, 102: 2096 2. Vajkoczy P et al; Alpha4-integrin-VCAM-1 binding mediates G protein-independent capture of encephalitogenic T cell blasts to CNS white matter microvessels. J Clin Invest 2001, 108: 557 3. Kuligowski M et al; Antimyeloperoxidase antibodies rapidly induce {alpha}4-integrin-dependent glomerular neutrophil adhesion. Blood 2009, 113: 6485 4. Kneilling M et al; Direct crosstalk between mast cell TNF and TNFR1-expressing endothelia mediates local tissue inflammation. Blood 2009, 114: 1696 | Product should be stored at 4 °C. Under recommended storage conditions, product is stable for one year. | For research use only. Not for use in or on humans or animals or for diagnostics. It is the responsibility of the user to comply with all local/state and federal rules in the use of this product. Hycult Biotech is not responsible for any patent infringements that might result from the use or derivation of this product. |  | CD106, INCAM-100, Vascular cell adhesion protein 1
https://www.hycultbiotech.com/products/types/hm1106-100ug | CD155, Mouse, mAb 3F1 | 100 µg | Flow cytometry, Functional studies |  | The monoclonal antibody 3F1 recognizes mouse poliovirus receptor, also named CD155. CD155 is expressed on cells of hematopoietic origin and by endothelial vessels inside secondary lymphoid organs including HEV. Upon activation, dendritic cells, T and B cells upregulate the surface level of CD155. CD155 is an ~ 45 kDa member of a subfamily of immunoglobulin-like adhesion receptors. Nectin 1-4 are other members of this subfamily, functioning in cell-cell contact by forming heterophilic and hemophilic trans-dimers. In contrast to nectins, CD155 lacks self adhesion potential but can interact with other nectins. This way, CD155 contributes in the formation of adherens junctions between endothelial and epithelial cells. Due to this adhesive capacity, CD155 influences processes such as cell motility, migration, growth, and formation of adherens junctions. Furthermore, CD155 is involved in immunological processes such as CD8 T cell-mediated tumor rejection, and NK cell-mediated killing. Many tumor types display an aberrant up-regulation of CD155 making them vulnerable to destruction by NK or cytotoxic T cells. In human, poliovirus, vitronectin and several other cellular receptors were identified as ligands that bind to CD155. CD96 (TACTILE) and CD226 (DNAM-1), both members of the Ig-superfamily, are other ligands of human CD155. Murine CD155 does not serve as a functional poliovirus receptor, however, murine CD155 recognizes the same panel of ligands like nectin-3, CD96, CD226 and vitronectin. CD155-deficient mice develop normally, however, a reduced humoral immune response to antigens entering the organism via the gastrointestinal tract is shown. | Monoclonal antibodies | 1 ml (100 µg/ml) 0.2 µm filtered antibody solution in PBS, containing 0.1% bovine serum albumin. | For immuno assays, immuno precipitation, immunohistology, flow cytometry and functional studies dilutions to be used depend on detection system applied. It is recommended that users test the reagent and determine their own optimal dilutions. The typical starting working dilution is 1:50. | Ectodomain of recombinant His-tagged CD155 | Rat IgG2a | Mouse | 1. Maier, M. et al; The adhesion receptor CD155 determines the magnitude of humoral immune responses against orally ingested antigens. Eur J Immunol 2007, 37: 2214 2. Seth, S et al; The murine pan T cell marker CD96 is an adhesion receptor for CD155 and nectin-1. Biochem Biophys Res Commun. 2007, 364: 959 | Product should be stored at 4 °C. Under recommended storage conditions, product is stable for one year. | For research use only. Not for use in or on humans or animals or for diagnostics. It is the responsibility of the user to comply with all local/state and federal rules in the use of this product. Hycult Biotech is not responsible for any patent infringements that might result from the use or derivation of this product. | FC: Antibody clone 3F1 stains the extracellular domain of mouse CD155. The thymocytes were blocked with 5% mouse serum before incubation with clone 3F1 for 1 hour at 4 °C As positive control- CD4+CD8+ thymocytes- was used and as negative control CD155-/- derived cells (Ref.1). FS: Antibody clone 3F1 functions as antagonist. The antibody was functionally tested by blocking adhesion of Sf9 cells expressing mCD155 to RMA, CD4+ and CD8+ cells. Furthermore, antibody clone 3F1 prevenst formation of mCD155/ligand complexes (Ref.2). | Poliovirus receptor, Pvr, nectin-like protein 5, Tage4
https://www.hycultbiotech.com/products/types/hm1105f-100ug | CD96, Mouse, mAb 6A6, FITC | 100 µg | Flow cytometry, Functional studies, Immuno assays, Western blot |  | The monoclonal antibody 6A6 recognizes mouse CD96. CD96 or T cell-Activated Increased Late Expression (TACTILE) is an ~67 kD immunoglobulin-like protein expressed on natural killer (NK) and T cells. CD96 belongs to the Ig-super family, consisting of three Ig-like domains and an extended serine/threonine/praline-rich stalk in the ectodomain. CD96 is upregulated upon T cell activation and is involved in engagement of diseased cells and cell movement towards areas of inflammation. Mouse CD96 binds to CD155 and nectin-1. CD96/CD155-interaction is preserved between man and mouse although both receptors are only moderately conserved in amino acid sequence. The monoclonal antibody 6A6 completely inhibits binding of CD96 to both recombinant mouse CD155 and mouse nectin-1. Also, T cell adhesion to insect cells expressing mCD155 is blocked by this monoclonal antibody, however, depending on the T cell subtype. The monoclonal antibody 6A6 was raised after immunization of rats with purified recombinant mCD96-hIgG1. | Monoclonal antibodies | 1 ml (100 µg/ml) 0.2 µm filtered FITC conjugated antibody solution in PBS, containing 1% bovine serum albumin and 0.02% sodium azide. | For Western blotting and flow cytometry dilutions to be used depend on detection system applied. It is recommended that users test the reagent and determine their own optimal dilutions. The typical starting working dilution is 1:50. For functional studies dilutions have to be made according to the amounts of CD96 to be inactivated. |  | Rat IgG2a | Mouse | 1. Seth, S et al; The murine pan T cell marker CD96 is an adhesion receptor for CD155 and nectin-1. Biochem Biophys Res Commun 2007, 364: 959 2. Maier, M et al; The adhesion receptor CD155 determines the magnitude of humoral immune responses against orally ingested antigens. Eur J Immunol 2007, 37: 2214 | Product should be stored at 4 °C. Under recommended storage conditions, product is stable for one year. | For research use only. Not for use in or on humans or animals or for diagnostics. It is the responsibility of the user to comply with all local/state and Federal rules in the use of this product. Hycult Biotech is not responsible for any patent infringements that might result with the use or derivation of this product. |  | TACTILE
https://www.hycultbiotech.com/products/types/hm1105-100ug | CD96, Mouse, mAb 6A6 | 100 µg | Flow cytometry, Functional studies, Immuno assays, Western blot |  | The monoclonal antibody 6A6 recognizes mouse CD96. CD96 or T cell-Activated Increased Late Expression (TACTILE) is an ~67 kD immunoglobulin-like protein expressed on natural killer (NK) and T cells. CD96 belongs to the Ig-super family, consisting of three Ig-like domains and an extended serine/threonine/praline-rich stalk in the ectodomain. CD96 is upregulated upon T cell activation and is involved in engagement of diseased cells and cell movement towards areas of inflammation. Mouse CD96 binds to CD155 and nectin-1. CD96/CD155-interaction is preserved between man and mouse although both receptors are only moderately conserved in amino acid sequence. The monoclonal antibody 6A6 completely inhibits binding of CD96 to both recombinant mouse CD155 and mouse nectin-1. Also, T cell adhesion to insect cells expressing mCD155 is blocked by this monoclonal antibody, however, depending on the T cell subtype. The monoclonal antibody 6A6 was raised after immunization of rats with purified recombinant mCD96-hIgG1. | Monoclonal antibodies | 1 ml (100 µg/ml) 0.2 µm filtered antibody solution in PBS, containing 0.1% bovine serum albumin. | For Western blotting and flow cytometry dilutions to be used depend on detection system applied. It is recommended that users test the reagent and determine their own optimal dilutions. The typical starting working dilution is 1:50. For functional studies dilutions have to be made according to the amounts of CD96 to be inactivated. |  | Rat IgG2a | Mouse | 1. Seth, S et al; The murine pan T cell marker CD96 is an adhesion receptor for CD155 and nectin-1. Biochem Biophys Res Commun 2007, 364: 959 2. Maier, M et al; The adhesion receptor CD155 determines the magnitude of humoral immune responses against orally ingested antigens. Eur J Immunol 2007, 37: 2214 | Product should be stored at 4 °C. Under recommended storage conditions, product is stable for one year. | For research use only. Not for use in or on humans or animals or for diagnostics. It is the responsibility of the user to comply with all local/state and Federal rules in the use of this product. Hycult Biotech is not responsible for any patent infringements that might result with the use or derivation of this product. |  | TACTILE
https://www.hycultbiotech.com/products/types/hm1104-500ug | CD200R3, Mouse, mAb Ba91, functional study antibody, low endotoxin | 0.5 mg | Flow cytometry, Functional studies, Immuno precipitation, Western blot |  | The monoclonal antibody Ba91 recognizes mouse CD200 Receptor-like 3 (CD200R3), a protein of ~38 kDa or ~74 kDa (reduced or non-reduced condition, respectively). CD200R3 presumably exists as a disulfide-linked dimer on the cell surface. The OX-2, or CD200 receptor (CD200R), belongs to the immunoglobulin superfamily. CD200R contains two Ig-like extracellular domains and mediates inhibitory signals in myeloid cells. Mice deficient for the ligand CD200 develop enhanced experimental allergic encephalomyelitis and collagen-induced arthritis. Unlike CD200R, the CD200R-like receptors functions as activating receptors. They contain short cytoplasmic tails and a lysine residue in the transmembrane region and are likely to signal via adaptor proteins such as DAP12, DAP10, FcRg, or CD3z. CD200R3 is expressed preferentially on cells of the myeloid lineage, including mast cells and basophils. Both cell types are involved in the host defense system against pathogens and in the development of allergic disorders. They function as independent essential initiators of allergic reactions. Basophils are the least common leukocytes in the peripheral blood accounting approximately 0.5 % of all leukocytes. In vivo depletion of basophils by using monoclonal antibody proved the essential role of basophils in the development and maintenance of IgE-mediated chronic allergic inflammation. The activating CD200 receptors, like CD200R3, play an important role in IgE-independent mast cell and basophil activation. Monoclonal antibody Ba91 activates basophils ex vivo and elicits systemic anaphylaxis when administered in vivo. Cross-linking of CD200R3 on MC/9 cells by monoclonal antibody Ba91 induces degranulation. Monoclonal antibody Ba91 is also useful for depletion of basophils. | Monoclonal antibodies | 0.5 mg 0.2 μm filtered protein G purified antibody solution in PBS with a concentration of at least 0.5 mg/ml. The endotoxin concentration is < 24 EU/mg, determined with HIT302 LAL Assay. | For flow cytometry, and immuno precipitation, ilutions to be used depend on detection system applied. It is recommended that users test the reagent and determine their own optimal dilutions. The typical starting working dilution is 1:50. For functional studies, in vitro dilutions have to be optimized in user's experimental setting. | Mouse primary basophils | Rat IgG2a | Mouse | Kojima, T et al; Mast cells and basophils are selectively activated in vitro and in vivo through CD200R3 in an IgE-independent manner. J Immunol 2007, 179: 7093 | Product should be stored at 4 °C. Under recommended storage conditions, product is stable for one year. | For research use only. Not for use in or on humans or animals or for diagnostics. It is the responsibility of the user to comply with all local/state and Federal rules in the use of this product. Hycult Biotech is not responsible for any patent infringements that might result with the use or derivation of this product. |  | CD200R3, CD200RLb, OX-2 Receptor 3
https://www.hycultbiotech.com/products/types/hm1104f-100ug | CD200R3, Mouse, mAb Ba91, FITC | 100 µg | Flow cytometry, Functional studies, Immuno precipitation |  | The monoclonal antibody Ba91 recognizes mouse CD200 Receptor-like 3 (CD200R3), a protein of ~38 kDa or ~74 kDa (reduced or non-reduced condition, respectively). CD200R3 presumably exists as a disulfide-linked dimer on the cell surface. The OX-2, or CD200 receptor (CD200R), belongs to the immunoglobulin superfamily. CD200R contains two Ig-like extracellular domains and mediates inhibitory signals in myeloid cells. Mice deficient for the ligand CD200 develop enhanced experimental allergic encephalomyelitis and collagen-induced arthritis. Unlike CD200R, the CD200R-like receptors functions as activating receptors. They contain short cytoplasmic tails and a lysine residue in the transmembrane region and are likely to signal via adaptor proteins such as DAP12, DAP10, FcRγ, or CD3ζ. CD200R3 is expressed preferentially on cells of the myeloid lineage, including mast cells and basophils. Both cell types are involved in the host defense system against pathogens and in the development of allergic disorders. They function as independent essential initiators of allergic reactions. Basophils are the least common leukocytes in the peripheral blood accounting approximately 0.5 % of all leukocytes. In vivo depletion of basophils by using monoclonal antibody proved the essential role of basophils in the development and maintenance of IgE-mediated chronic allergic inflammation. The activating CD200 receptors, like CD200R3, play an important role in IgE-independent mast cell and basophil activation. Monoclonal antibody Ba91 activates basophils ex vivo and elicits systemic anaphylaxis when administered in vivo. Cross-linking of CD200R3 on MC/9 cells by monoclonal antibody Ba91 induces degranulation. Monoclonal antibody Ba91 is also useful for depletion of basophils. | Monoclonal antibodies | 1 ml (100 μg/ml) 0.2 μm filtered protein G purified FITC conjugated antibody solution in PBS, containing 1% bovine serum albumin and 0.02% sodium azide. | Dilutions to be used depend on detection system applied. It is recommended that users test the reagent and determine their own optimal dilutions. The typical starting working dilution is 1:50. | Mouse primary basophils | Rat IgG2a | Mouse | 1. Kojima, T et al; Mast cells and basophils are selectively activated in vitro and in vivo through CD200R3 in an IgE-independent manner. J Immunol 2007, 179: 7093 2. Sullivan, B et al; Basophils: A Nonredundant Contributor to Host Immunity. Immunity review 2008, 30:12 3. De Haan, J et al; Lipid-rich enteral nutrition regulates mucosal mast cell activation via the vagal anti-inflammatory reflex. Am J Physiol Gast Liver Physiol, 305:G383 4. Yang, Y et al; Basophil activation through ASGM1 stimulation triggers PAF release and anaphylaxis-like shock in mice. Eur J Immunol 2014, 44:2468 5. Nakamura, T et al; Selective depletion of basophils ameliorates immunoglobulin E-mediated anaphylaxis. Biochem Bioph Reports 2017, 9:29 | Product should be stored at 4 °C. Under recommended storage conditions, product is stable for at least one year. | For research use only. Not for use in or on humans or animals or for diagnostics. It is the responsibility of the user to comply with all local/state and Federal rules in the use of this product. Hycult Biotech is not responsible for any patent infringements that might result with the use or derivation of this product. | FC: MC/9 cells were washed, resuspended in FACS buffer (PBS with 2% BSA), and incubated for 30min with HM1104. | Cell surface glycoprotein CD200 receptor 3, CD200 receptor-like 3, CD200 cell surface glycoprotein receptor-like b, CD200RLb, cell surface glycoprotein OX-2 receptor 3 Gene name: Cd200r3, Cd200rlb
https://www.hycultbiotech.com/products/types/hm1104-1mg | CD200R3, Mouse, mAb Ba91 | 1 mg | Flow cytometry, Functional studies, Immuno precipitation, Western blot |  | The monoclonal antibody Ba91 recognizes mouse CD200 Receptor-like 3 (CD200R3), a protein of ~38 kDa or ~74 kDa (reduced or non-reduced condition, respectively). CD200R3 presumably exists as a disulfide-linked dimer on the cell surface. The OX-2, or CD200 receptor (CD200R), belongs to the immunoglobulin superfamily. CD200R contains two Ig-like extracellular domains and mediates inhibitory signals in myeloid cells. Mice deficient for the ligand CD200 develop enhanced experimental allergic encephalomyelitis and collagen-induced arthritis. Unlike CD200R, the CD200R-like receptors functions as activating receptors. They contain short cytoplasmic tails and a lysine residue in the transmembrane region and are likely to signal via adaptor proteins such as DAP12, DAP10, FcRg, or CD3z. CD200R3 is expressed preferentially on cells of the myeloid lineage, including mast cells and basophils. Both cell types are involved in the host defense system against pathogens and in the development of allergic disorders. They function as independent essential initiators of allergic reactions. Basophils are the least common leukocytes in the peripheral blood accounting approximately 0.5 % of all leukocytes. In vivo depletion of basophils by using monoclonal antibody proved the essential role of basophils in the development and maintenance of IgE-mediated chronic allergic inflammation. The activating CD200 receptors, like CD200R3, play an important role in IgE-independent mast cell and basophil activation. Monoclonal antibody Ba91 activates basophils ex vivo and elicits systemic anaphylaxis when administered in vivo. Cross-linking of CD200R3 on MC/9 cells by monoclonal antibody Ba91 induces degranulation. Monoclonal antibody Ba91 is also useful for depletion of basophils. | Monoclonal antibodies | 1 mg 0.2 μm filtered protein G purified antibody solution in PBS with a concentration of at least 0.5 mg/ml. The endotoxin concentration is < 24 EU/mg, determined with HIT302 LAL Assay. | For flow cytometry, and immuno precipitation, ilutions to be used depend on detection system applied. It is recommended that users test the reagent and determine their own optimal dilutions. The typical starting working dilution is 1:50. For functional studies, in vitro dilutions have to be optimized in user's experimental setting. | Mouse primary basophils | Mouse IgG2a | Mouse | Kojima, T et al; Mast cells and basophils are selectively activated in vitro and in vivo through CD200R3 in an IgE-independent manner. J Immunol 2007, 179: 7093 | Product should be stored at 4 °C. Under recommended storage conditions, product is stable for one year. | For research use only. Not for use in or on humans or animals or for diagnostics. It is the responsibility of the user to comply with all local/state and Federal rules in the use of this product. Hycult Biotech is not responsible for any patent infringements that might result with the use or derivation of this product. |  | CD200R3, CD200RLb, OX-2 Receptor 3
https://www.hycultbiotech.com/products/types/hm1104-100ug | CD200R3, Mouse, mAb Ba91 | 100 µg | Flow cytometry, Functional studies, Immuno precipitation, Western blot |  | The monoclonal antibody Ba91 recognizes mouse CD200 Receptor-like 3 (CD200R3), a protein of ~38 kDa or ~74 kDa (reduced or non-reduced condition, respectively). CD200R3 presumably exists as a disulfide-linked dimer on the cell surface. The OX-2, or CD200 receptor (CD200R), belongs to the immunoglobulin superfamily. CD200R contains two Ig-like extracellular domains and mediates inhibitory signals in myeloid cells. Mice deficient for the ligand CD200 develop enhanced experimental allergic encephalomyelitis and collagen-induced arthritis. Unlike CD200R, the CD200R-like receptors functions as activating receptors. They contain short cytoplasmic tails and a lysine residue in the transmembrane region and are likely to signal via adaptor proteins such as DAP12, DAP10, FcRg, or CD3z. CD200R3 is expressed preferentially on cells of the myeloid lineage, including mast cells and basophils. Both cell types are involved in the host defense system against pathogens and in the development of allergic disorders. They function as independent essential initiators of allergic reactions. Basophils are the least common leukocytes in the peripheral blood accounting approximately 0.5 % of all leukocytes. In vivo depletion of basophils by using monoclonal antibody proved the essential role of basophils in the development and maintenance of IgE-mediated chronic allergic inflammation. The activating CD200 receptors, like CD200R3, play an important role in IgE-independent mast cell and basophil activation. Monoclonal antibody Ba91 activates basophils ex vivo and elicits systemic anaphylaxis when administered in vivo. Cross-linking of CD200R3 on MC/9 cells by monoclonal antibody Ba91 induces degranulation. Monoclonal antibody Ba91 is also useful for depletion of basophils. | Monoclonal antibodies | 1 ml (100 µg/ml) 0.2 µm filtered antibody solution in PBS, containing 0.1% bovine serum albumin. | For flow cytometry, and immuno precipitation, ilutions to be used depend on detection system applied. It is recommended that users test the reagent and determine their own optimal dilutions. The typical starting working dilution is 1:50. For functional studies, in vitro dilutions have to be optimized in user's experimental setting. | Mouse primary basophils | Rat IgG2a | Mouse | Kojima, T et al; Mast cells and basophils are selectively activated in vitro and in vivo through CD200R3 in an IgE-independent manner. J Immunol 2007, 179: 7093 | Product should be stored at 4 °C. Under recommended storage conditions, product is stable for one year. | For research use only. Not for use in or on humans or animals or for diagnostics. It is the responsibility of the user to comply with all local/state and Federal rules in the use of this product. Hycult Biotech is not responsible for any patent infringements that might result with the use or derivation of this product. |  | CD200R3, CD200RLb, OX-2 Receptor 3
https://www.hycultbiotech.com/products/types/hm1103-500ug | CD200R3, Mouse, mAb Ba103, functional study antibody, low endotoxin | 0.5 mg | Flow cytometry, Functional studies, Immuno precipitation, Western blot |  | The monoclonal antibody Ba103 recognizes mouse CD200 Receptor-like 3 (CD200R3), a protein of ~38 kDa or ~74 kDa (reduced or non-reduced condition, respectively). CD200R3 presumably exists as a disulfide-linked dimer on the cell surface, it is a single-pass type I membrane protein. The OX-2, or CD200 receptor (CD200R), belongs to the immunoglobulin superfamily. CD200R contains two Ig-like extracellular domains, one Ig-like C2-type (immunoglobulin-like) domain and one Ig-like V-type (immunoglobulin-like) domain. and mediates inhibitory signals in myeloid cells. Mice deficient for the ligand CD200 develop enhanced experimental allergic encephalomyelitis and collagen-induced arthritis. Unlike CD200R, the CD200R-like receptors function as activating receptors. They contain short cytoplasmic tails and a lysine residue in the transmembrane region and are likely to signal via adaptor proteins such as DAP12, DAP10, FcRg, or CD3z. CD200R3 is expressed in uterus and bone marrow-derived mast cells (at protein level). It is expressed in uterus, spleen, bone marrow-derived dendritic, basophil and mast cells. CD200R3 is also expressed in the lung of N. brasiliensis-infected mice. It is weakly expressed in brain, testis, lung and thymus. CD200R3 is expressed preferentially on cells of the myeloid lineage, including mast cells and basophils. Both cell types are involved in the host defense system against pathogens and in the development of allergic disorders. They function as independent essential initiators of allergic reactions. Basophils are the least common leukocytes in the peripheral blood accounting approximately 0.5 % of all leukocytes. In vivo depletion of basophils by using monoclonal antibody Ba103 proved the essential role of basophils in the development and maintenance of IgE-mediated chronic allergic inflammation. The activating CD200 receptors, like CD200R3, play an important role in IgE-independent mast cell and basophil activation. Monoclonal antibody Ba103 activates basophils ex vivo and elicits systemic anaphylaxis when administered in vivo. Cross-linking of CD200R3 on MC/9 cells by monoclonal antibody Ba103 induces degranulation. Furthermore, monoclonal antibody Ba103 is useful for depletion of basophils. | Monoclonal antibodies | 0.5 mg 0.2 μm filtered protein G purified antibody solution in PBS with a concentration of at least 0.5 mg/ml. The endotoxin concentration is < 24 EU/mg, determined with HIT302 LAL Assay. | For flow cytometry, Western blotting and immuno precipitation, dilutions to be used depend on detection system applied. It is recommended that users test the reagent and determine their own optimal dilutions. The typical starting working dilution is 1:50. For functional studies, in vitro dilutions have to be optimized in user's experimental setting. | Mouse primary basophils; cell-enriched bone marrow cells | Rat IgG2b | Mouse | 1. Obata, K et al; Basophils are essential initiators of a novel type of chronic allergic inflammation. Blood 2007, 110: 913 2. Kojima, T et al; Mast cells and basophils are selectively activated in vitro and in vivo through CD200R3 in an IgE-independent manner. J Immunol 2007, 179: 7093 3. Khodoun, M et al; Peanuts can contribute to anaphylactic shock by activating complement. J Allergy Clin Immunol 2009, 123: 342 | Product should be stored at 4 °C. Under recommended storage conditions, product is stable for one year. | For research use only. Not for use in or on humans or animals or for diagnostics. It is the responsibility of the user to comply with all local/state and Federal rules in the use of this product. Hycult Biotech is not responsible for any patent infringements that might result with the use or derivation of this product. | WB: reduced and non-reduced MC/9 lysate; band size 38kDa under reducing conditions and 74 kDa under nonreducing conditions FC: Basophils and mast cells; no fixation needed FS: antagonist in basophil-mediated allergic reactions; a single intravenous administration of 30 µm antibody . The biological activity of the antibody is drastic reduction in the basophile number in the peripheral blood and spleen, to approximately 20% of the normal level; also useful for mast cell degranulation; readout by measuring hexosaminidase activity IP: mast cells were lysed with 1% NP-40 containing lysis buffer with proteinase inhibitor mixture before incubation with the antibody | CD200R3, CD200RLb, OX-2 Receptor 3
https://www.hycultbiotech.com/products/types/hm1103f-100ug | CD200R3, Mouse, mAb Ba103, FITC | 100 µg | Flow cytometry, Functional studies, Immuno precipitation, Western blot |  | The monoclonal antibody Ba103 recognizes mouse CD200 Receptor-like 3 (CD200R3), a protein of ~38 kDa or ~74 kDa (reduced or non-reduced condition, respectively). CD200R3 presumably exists as a disulfide-linked dimer on the cell surface, it is a single-pass type I membrane protein. The OX-2, or CD200 receptor (CD200R), belongs to the immunoglobulin superfamily. CD200R contains two Ig-like extracellular domains, one Ig-like C2-type (immunoglobulin-like) domain and one Ig-like V-type (immunoglobulin-like) domain. and mediates inhibitory signals in myeloid cells. Mice deficient for the ligand CD200 develop enhanced experimental allergic encephalomyelitis and collagen-induced arthritis. Unlike CD200R, the CD200R-like receptors function as activating receptors. They contain short cytoplasmic tails and a lysine residue in the transmembrane region and are likely to signal via adaptor proteins such as DAP12, DAP10, FcRγ, or CD3ζ. CD200R3 is expressed in uterus and bone marrow-derived mast cells (at protein level). It is expressed in uterus, spleen, bone marrow-derived dendritic, basophil and mast cells. CD200R3 is also expressed in the lung of N. brasiliensis-infected mice. It is weakly expressed in brain, testis, lung and thymus. CD200R3 is expressed preferentially on cells of the myeloid lineage, including mast cells and basophils. Both cell types are involved in the host defense system against pathogens and in the development of allergic disorders. They function as independent essential initiators of allergic reactions. Basophils are the least common leukocytes in the peripheral blood accounting approximately 0.5 % of all leukocytes. In vivo depletion of basophils by using monoclonal antibody Ba103 proved the essential role of basophils in the development and maintenance of IgE-mediated chronic allergic inflammation. The activating CD200 receptors, like CD200R3, play an important role in IgE-independent mast cell and basophil activation. Monoclonal antibody Ba103 activates basophils ex vivo and elicits systemic anaphylaxis when administered in vivo. Cross-linking of CD200R3 on MC/9 cells by monoclonal antibody Ba103 induces degranulation. Furthermore, monoclonal antibody Ba103 is useful for depletion of basophils. This antibody does not cross-react with CD200R, CD200R2, CD200R4 or CD200R5. | Monoclonal antibodies | 1 ml (100 μg/ml) 0.2 μm filtered protein G purified FITC conjugated antibody solution in PBS, containing 1% bovine serum albumin and 0.02% sodium azide. | Dilutions to be used depend on detection system applied. It is recommended that users test the reagent and determine their own optimal dilutions. The typical starting working dilution is 1:50. | Mouse primary basophils; cell-enriched bone marrow cells | Rat IgG2b | Mouse | 1. Obata, K et al; Basophils are essential initiators of a novel type of chronic allergic inflammation. Blood 2007, 110: 913 2. Kojima, T et al; Mast cells and basophils are selectively activated in vitro and in vivo through CD200R3 in an IgE-independent manner. J Immunol 2007, 179: 7093 3. Khodoun, M et al; Peanuts can contribute to anaphylactic shock by activating complement. J Allergy Clin Immunol 2009, 123: 342 4. Galli, S et al; Basophils Are Back! Immunity previews 2008, 28:495 5. Mukai, K et al; New Insights into the Roles for Basophils in Acute and Chronic Allergy. Aller Int 2009, 58:11 6. Weinberger, E et al; Generation of hypoallergenic neoglycoconjugates for dendritic cell targeted vaccination: A novel tool for specific immunotherapy. J Control Release 2013, 165:101 7. Han, H et al; Thymic stromal lymphopoietin–mediated epicutaneous inflammation promotes acute diarrhea and anaphylaxis. J Clin Inves 2014, 124:5442 8. Yang, Y et al; Basophil activation through ASGM1 stimulation triggers PAF release and anaphylaxis-like shock in mice. Eur J Immunol 2014, 44:2468 9. Otsuka, A et al; Mast cells and basophils in cutaneous immune responses. Eur J Allergy 2015, 70:131 10. Beutier, H et al; IgG subclasses determine pathways of anaphylaxis in mice. J All Clin Immunol 2017, 139:269 11. Miyaki, K et al; Emerging roles of basophils in allergic inflammation. Aller Int 2017, 66:382 12. Nakamura, T et al; Selective depletion of basophils ameliorates immunoglobulin E-mediated anaphylaxis. Biochem Bioph Reports 2017, 9:29 | Product should be stored at 4 °C. Under recommended storage conditions, product is stable for at least one year. | For research use only. Not for use in or on humans or animals or for diagnostics. It is the responsibility of the user to comply with all local/state and Federal rules in the use of this product. Hycult Biotech is not responsible for any patent infringements that might result with the use or derivation of this product. | WB: reduced and non-reduced MC/9 lysate; band size 38kDa under reducing conditions and 74 kDa under nonreducing conditions FC: Basophils and mast cells; no fixation needed FS: antagonist in basophil-mediated allergic reactions; a single intravenous administration of 30 μg antibody . The biological activity of the antibody is drastic reduction in the basophile number in the peripheral blood and spleen, to approximately 20% of the normal level; also useful for mast cell degranulation; readout by measuring hexosaminidase activity IP: mast cells were lysed with 1% NP-40 containing lysis buffer with proteinase inhibitor mixture before incubation with the antibody | Cell surface glycoprotein CD200 receptor 3, CD200 receptor-like 3, CD200 cell surface glycoprotein receptor-like b, CD200RLb, cell surface glycoprotein OX-2 receptor 3 Gene name: Cd200r3, Cd200rlb
https://www.hycultbiotech.com/products/types/hm1103-1mg | CD200R3, Mouse, mAb Ba103 | 1 mg | Flow cytometry, Functional studies, Immuno precipitation, Western blot |  | The monoclonal antibody Ba103 recognizes mouse CD200 Receptor-like 3 (CD200R3), a protein of ~38 kDa or ~74 kDa (reduced or non-reduced condition, respectively). CD200R3 presumably exists as a disulfide-linked dimer on the cell surface, it is a single-pass type I membrane protein. The OX-2, or CD200 receptor (CD200R), belongs to the immunoglobulin superfamily. CD200R contains two Ig-like extracellular domains, one Ig-like C2-type (immunoglobulin-like) domain and one Ig-like V-type (immunoglobulin-like) domain. and mediates inhibitory signals in myeloid cells. Mice deficient for the ligand CD200 develop enhanced experimental allergic encephalomyelitis and collagen-induced arthritis. Unlike CD200R, the CD200R-like receptors function as activating receptors. They contain short cytoplasmic tails and a lysine residue in the transmembrane region and are likely to signal via adaptor proteins such as DAP12, DAP10, FcRg, or CD3z. CD200R3 is expressed in uterus and bone marrow-derived mast cells (at protein level). It is expressed in uterus, spleen, bone marrow-derived dendritic, basophil and mast cells. CD200R3 is also expressed in the lung of N. brasiliensis-infected mice. It is weakly expressed in brain, testis, lung and thymus. CD200R3 is expressed preferentially on cells of the myeloid lineage, including mast cells and basophils. Both cell types are involved in the host defense system against pathogens and in the development of allergic disorders. They function as independent essential initiators of allergic reactions. Basophils are the least common leukocytes in the peripheral blood accounting approximately 0.5 % of all leukocytes. In vivo depletion of basophils by using monoclonal antibody Ba103 proved the essential role of basophils in the development and maintenance of IgE-mediated chronic allergic inflammation. The activating CD200 receptors, like CD200R3, play an important role in IgE-independent mast cell and basophil activation. Monoclonal antibody Ba103 activates basophils ex vivo and elicits systemic anaphylaxis when administered in vivo. Cross-linking of CD200R3 on MC/9 cells by monoclonal antibody Ba103 induces degranulation. Furthermore, monoclonal antibody Ba103 is useful for depletion of basophils. | Monoclonal antibodies | 1 mg of 0.2 µm filtered antibody solution in PBS (exact concentration is indicated on the label). | For flow cytometry, Western blotting and immuno precipitation, dilutions to be used depend on detection system applied. It is recommended that users test the reagent and determine their own optimal dilutions. The typical starting working dilution is 1:50. For functional studies, in vitro dilutions have to be optimized in user&rsquo;s experimental setting. | Mouse primary basophils; cell-enriched bone marrow cells | Rat IgG2b | Mouse | 1. Obata, K et al; Basophils are essential initiators of a novel type of chronic allergic inflammation. Blood 2007, 110: 913 2. Kojima, T et al; Mast cells and basophils are selectively activated in vitro and in vivo through CD200R3 in an IgE-independent manner. J Immunol 2007, 179: 7093 3. Khodoun, M et al; Peanuts can contribute to anaphylactic shock by activating complement. J Allergy Clin Immunol 2009, 123: 342 | Product should be stored at 4 °C. Under recommended storage conditions, product is stable for one year. | For research use only. Not for use in or on humans or animals or for diagnostics. It is the responsibility of the user to comply with all local/state and federal rules in the use of this product. Hycult Biotech is not responsible for any patent infringements that might result from the use or derivation of this product. | WB: reduced and non-reduced MC/9 lysate; band size 38kDa under reducing conditions and 74 kDa under nonreducing conditions FC: Basophils and mast cells; no fixation needed FS: antagonist in basophil-mediated allergic reactions; a single intravenous administration of 30 µm antibody . The biological activity of the antibody is drastic reduction in the basophile number in the peripheral blood and spleen, to approximately 20% of the normal level; also useful for mast cell degranulation; readout by measuring hexosaminidase activity IP: mast cells were lysed with 1% NP-40 containing lysis buffer with proteinase inhibitor mixture before incubation with the antibody | CD200 receptor-like 3, CD200RLb, cell surface glycoprotein OX-2 receptor 3
https://www.hycultbiotech.com/products/types/hm1103-100ug | CD200R3, Mouse, mAb Ba103 | 100 µg | Flow cytometry, Functional studies, Immuno precipitation, Western blot |  | The monoclonal antibody Ba103 recognizes mouse CD200 Receptor-like 3 (CD200R3), a protein of ~38 kDa or ~74 kDa (reduced or non-reduced condition, respectively). CD200R3 presumably exists as a disulfide-linked dimer on the cell surface, it is a single-pass type I membrane protein. The OX-2, or CD200 receptor (CD200R), belongs to the immunoglobulin superfamily. CD200R contains two Ig-like extracellular domains, one Ig-like C2-type (immunoglobulin-like) domain and one Ig-like V-type (immunoglobulin-like) domain. and mediates inhibitory signals in myeloid cells. Mice deficient for the ligand CD200 develop enhanced experimental allergic encephalomyelitis and collagen-induced arthritis. Unlike CD200R, the CD200R-like receptors function as activating receptors. They contain short cytoplasmic tails and a lysine residue in the transmembrane region and are likely to signal via adaptor proteins such as DAP12, DAP10, FcRg, or CD3z. CD200R3 is expressed in uterus and bone marrow-derived mast cells (at protein level). It is expressed in uterus, spleen, bone marrow-derived dendritic, basophil and mast cells. CD200R3 is also expressed in the lung of N. brasiliensis-infected mice. It is weakly expressed in brain, testis, lung and thymus. CD200R3 is expressed preferentially on cells of the myeloid lineage, including mast cells and basophils. Both cell types are involved in the host defense system against pathogens and in the development of allergic disorders. They function as independent essential initiators of allergic reactions. Basophils are the least common leukocytes in the peripheral blood accounting approximately 0.5 % of all leukocytes. In vivo depletion of basophils by using monoclonal antibody Ba103 proved the essential role of basophils in the development and maintenance of IgE-mediated chronic allergic inflammation. The activating CD200 receptors, like CD200R3, play an important role in IgE-independent mast cell and basophil activation. Monoclonal antibody Ba103 activates basophils ex vivo and elicits systemic anaphylaxis when administered in vivo. Cross-linking of CD200R3 on MC/9 cells by monoclonal antibody Ba103 induces degranulation. Furthermore, monoclonal antibody Ba103 is useful for depletion of basophils. | Monoclonal antibodies | 1 ml (100 µg/ml) 0.2 µm filtered antibody solution in PBS, containing 0.1% bovine serum albumin. | For flow cytometry, Western blotting and immuno precipitation, dilutions to be used depend on detection system applied. It is recommended that users test the reagent and determine their own optimal dilutions. The typical starting working dilution is 1:50. For functional studies, in vitro dilutions have to be optimized in user's experimental setting. | Mouse primary basophils; cell-enriched bone marrow cells | Rat IgG2b | Mouse | 1. Obata, K et al; Basophils are essential initiators of a novel type of chronic allergic inflammation. Blood 2007, 110: 913 2. Kojima, T et al; Mast cells and basophils are selectively activated in vitro and in vivo through CD200R3 in an IgE-independent manner. J Immunol 2007, 179: 7093 3. Khodoun, M et al; Peanuts can contribute to anaphylactic shock by activating complement. J Allergy Clin Immunol 2009, 123: 342 | Product should be stored at 4 °C. Under recommended storage conditions, product is stable for one year. | For research use only. Not for use in or on humans or animals or for diagnostics. It is the responsibility of the user to comply with all local/state and Federal rules in the use of this product. Hycult Biotech is not responsible for any patent infringements that might result with the use or derivation of this product. | WB: reduced and non-reduced MC/9 lysate; band size 38kDa under reducing conditions and 74 kDa under nonreducing conditions FC: Basophils and mast cells; no fixation needed FS: antagonist in basophil-mediated allergic reactions; a single intravenous administration of 30 µm antibody . The biological activity of the antibody is drastic reduction in the basophile number in the peripheral blood and spleen, to approximately 20% of the normal level; also useful for mast cell degranulation; readout by measuring hexosaminidase activity IP: mast cells were lysed with 1% NP-40 containing lysis buffer with proteinase inhibitor mixture before incubation with the antibody | CD200R3, CD200RLb, OX-2 Receptor 3
https://www.hycultbiotech.com/products/types/hm1102-500ug | S100A9, Mouse, mAb MU14-2A5 | 0.5 mg | Frozen sections, Functional studies, Immuno assays, Immuno fluorescence, Paraffin sections, Western blot |  | The monoclonal antibody MU14-2A5 recognizes S100A9. The calcium-binding, migration inhibitory factor-related proteins, MRP-8 (S100A8) and MRP-14 (S100A9) belong to the S100 protein family. MRP14 is co-expressed with human MRP8, a homologue protein in myeloid cells, and plays an essential role in calcium dependent functions during inflammation. This role includes the activation of Mac-1, the β2 integrin which is involved in neutrophil adhesion to endothelial cells. MRP14 is distinguished from other S100 member proteins by its long C-terminal region. The expression of MRP-8 (S100A8) and MRP-14 (S100A9) is largely confined to the cytosol of neutrophils and monocytes. The complex formation of these proteins is a calcium-dependent process. The S100A8/A9 heterocomplex, also called MRP-8/MRP-14 complex or calprotectin, comprises 60% of the cytoplasmic protein fraction of circulating polymorphonuclear granulocytes and is also found in monocytes, macrophages and ileal tissue eosinophils. In inflammatory conditions small venueles stain with both anti-S100A8 and S100A9. The staining of the two subunits is always coincident. The S100A8/A9 complex has antibacterial, antifungal and immunomodulating and antiproliferative effects. Besides this it is a potent chemotactic factor for neutrophils. | Monoclonal antibodies | 0.5 mg of 0.2 μm filtered protein G purified antibody solution in PBS with a concentration of at least 0.5 mg/ml. | Dilutions to be used depend on detection system applied. It is recommended that users test the reagent and determine their own optimal dilutions. The typical starting working dilution is 1:50. | Complete mouse S100A9 protein | Mouse IgG1 | Mouse |  | Product should be stored at 4 °C. Under recommended storage conditions, product is stable for at least one year. The exact expiry date is indicated on the label. | For research use only. Not for use in or on humans or animals or for diagnostics. It is the responsibility of the user to comply with all local/state and federal rules in the use of this product. Hycult Biotech is not responsible for any patent infringements that might result from the use or derivation of this product. | W: A reduced sample treatment and SDS-Page was used. The band size is 13-15 kDa. | Migration inhibitory factor-related protein 14, MRP 14, Calgranulin B Gene name: S100a9, Cagb, Mrp14
https://www.hycultbiotech.com/products/types/hm1102bt | S100A9, Mouse, mAb MU14-2A5, biotinylated | 50 µg | Frozen sections, Functional studies, Immuno assays, Immuno fluorescence, Paraffin sections, Western blot |  | The monoclonal antibody MU14-2A5 recognizes S100A9. The calcium-binding, migration inhibitory factor-related proteins, MRP-8 (S100A8) and MRP-14 (S100A9) belong to the S100 protein family. MRP14 is co-expressed with human MRP8, a homologue protein in myeloid cells, and plays an essential role in calcium dependent functions during inflammation. This role includes the activation of Mac-1, the β2 integrin which is involved in neutrophil adhesion to endothelial cells. MRP14 is distinguished from other S100 member proteins by its long C-terminal region. The expression of MRP-8 (S100A8) and MRP-14 (S100A9) is largely confined to the cytosol of neutrophils and monocytes. The complex formation of these proteins is a calcium-dependent process. The S100A8/A9 heterocomplex, also called MRP-8/MRP-14 complex or calprotectin, comprises 60% of the cytoplasmic protein fraction of circulating polymorphonuclear granulocytes and is also found in monocytes, macrophages and ileal tissue eosinophils. In inflammatory conditions small venueles stain with both anti-S100A8 and S100A9. The staining of the two subunits is always coincident. The S100A8/A9 complex has antibacterial, antifungal and immunomodulating and antiproliferative effects. Besides this it is a potent chemotactic factor for neutrophils. | Monoclonal antibodies | 0.5 ml (100 μg/ml) 0.2 μm protein G purified biotinylated antibody solution in PBS, containing 0.1% bovine serum albumin and 0.02% sodium azide. | Dilutions to be used depend on detection system applied. It is recommended that users test the reagent and determine their own optimal dilutions. The typical starting working dilution is 1:50. | Complete mouse S100A9 protein | Rat IgG1 | Mouse |  | Product should be stored at 4 °C. Under recommended storage conditions, product is stable for at least one year. The exact expiry date is indicated on the label. | For research use only. Not for use in or on humans or animals or for diagnostics. It is the responsibility of the user to comply with all local/state and federal rules in the use of this product. Hycult Biotech is not responsible for any patent infringements that might result from the use or derivation of this product. | W: A reduced sample treatment and SDS-Page was used. The band size is 13-15 kDa. | Migration inhibitory factor-related protein 14, MRP 14, Calgranulin B Gene name: S100a9, Cagb, Mrp14
https://www.hycultbiotech.com/products/types/hm1102-100ug | S100A9, Mouse, mAb MU14-2A5 | 100 µg | Frozen sections, Functional studies, Immuno assays, Immuno fluorescence, Paraffin sections, Western blot |  | The monoclonal antibody MU14-2A5 recognizes S100A9. The calcium-binding, migration inhibitory factor-related proteins, MRP-8 (S100A8) and MRP-14 (S100A9) belong to the S100 protein family. MRP14 is co-expressed with human MRP8, a homologue protein in myeloid cells, and plays an essential role in calcium dependent functions during inflammation. This role includes the activation of Mac-1, the β2 integrin which is involved in neutrophil adhesion to endothelial cells. MRP14 is distinguished from other S100 member proteins by its long C-terminal region. The expression of MRP-8 (S100A8) and MRP-14 (S100A9) is largely confined to the cytosol of neutrophils and monocytes. The complex formation of these proteins is a calcium-dependent process. The S100A8/A9 heterocomplex, also called MRP-8/MRP-14 complex or calprotectin, comprises 60% of the cytoplasmic protein fraction of circulating polymorphonuclear granulocytes and is also found in monocytes, macrophages and ileal tissue eosinophils. In inflammatory conditions small venueles stain with both anti-S100A8 and S100A9. The staining of the two subunits is always coincident. The S100A8/A9 complex has antibacterial, antifungal and immunomodulating and antiproliferative effects. Besides this it is a potent chemotactic factor for neutrophils. | Monoclonal antibodies | 1 ml (100 μg/ml) 0.2 μm protein G purified antibody solution in PBS, containing 0.1% bovine serum albumin. | Dilutions to be used depend on detection system applied. It is recommended that users test the reagent and determine their own optimal dilutions. The typical starting working dilution is 1:50. | Complete mouse S100A9 protein | Rat IgG1 | Mouse |  | Product should be stored at 4 °C. Under recommended storage conditions, product is stable for at least one year. The exact expiry date is indicated on the label. | For research use only. Not for use in or on humans or animals or for diagnostics. It is the responsibility of the user to comply with all local/state and federal rules in the use of this product. Hycult Biotech is not responsible for any patent infringements that might result from the use or derivation of this product. | W: A reduced sample treatment and SDS-Page was used. The band size is 13-15 kDa. | Migration inhibitory factor-related protein 14, MRP 14, Calgranulin B Gene name: S100a9, Cagb, Mrp14
https://www.hycultbiotech.com/products/types/hm1098 | TREM-1, Mouse, mAb L5-B8 | 100 µg | Flow cytometry, Functional studies, Immuno fluorescence, Western blot |  | The monoclonal antibody L5-B8 recognizes-mouse triggering receptor expressed on myeloid cells-1 (TREM-1). TREM-1 is a 30 kDa monomeric transmembrane activating receptor. TREM-1 is a member of the immunoglobulin superfamily. TREM-1 is expressed at low levels in the early development of the hematopoietic system in the promonoistic stage, and at high levels on the surface of immune cells, including neutrophils, monocytes and macrofages. TREM-1 is synthesized as a 234 amino acid (aa) precursor with a signal peptide (16 aa), an extracellular domain (184 aa), a transmembrane domain (29 aa), and a short cytoplasmic domain (5 aa). The short intracellular domain associates with a signal-transduction molecule, DNAX-activation protein 12 (DAP12), triggering the secretion of inflammatory cytokines that amplify the host response to microbial agents. TREM-1 acts in synergy with Toll-like receptor signaling pathways in amplifying the inflammatory response. Platelets express a natural ligand for TREM-1. The expression of TREM-1 is greatly upregulated on phagocytic cells in the presence of bacteria and fungi. TREM-1 has a role in sepsis, inflammatory bowel disease (IBD) and multiple sclerosis. In contrast, TREM-1 is not upregulated in samples from patients with non-inefctious inflammatory conditions. During infections, receptor expression is modulated and soluble TREM-1 (sTREM-1, 17 kDa) is released. TREM-1 is shed from the membrane of activated phagocytes and can be found as sTREM-1 in body fluids like plasma and bronchoalveolar lavage fluid (BAL). Elavated levels of sTREM-1 have a accuracy and sensitivity in detecting microbial infections as underlying disease. Furthermore, sTREM-1 has been associated with non-infectious inflammatory conditions like major abdominal surgery, peptic ulcer disease and COPD. | Monoclonal antibodies | 1 ml (100 µg/ml) 0.2 µm filtered antibody solution in PBS, containing 0.1% bovine serum albumin. | For immunohistology, flow cytometry and Western blotting, dilutions to be used depend on detection system applied. It is recommended that users test the reagent and determine their own optimal dilutions. The typical starting working dilution is 1:50. For functional studies, in vitro dilutions have to be optimized in user's experimental setting. | Mouse TREM-1-human IgG-Fc fusion protein | Rat IgG2a | Mouse |  | Product should be stored at 4 °C. Under recommended storage conditions, product is stable for one year. | For research use only. Not for use in or on humans or animals or for diagnostics. It is the responsibility of the user to comply with all local/state and federal rules in the use of this product. Hycult Biotech is not responsible for any patent infringements that might result from the use or derivation of this product. |  | TREM-1, triggering receptor expressed on myeloid cells, TREM1
https://www.hycultbiotech.com/products/types/hm1097f-100ug | TNF-RI, Mouse, mAb 55R-170, FITC | 100 µg | Flow cytometry, Functional studies, Immuno assays, Immuno precipitation |  | The monoclonal antibody 55R-170 recognizes the extracellular part of mouse Tumor Necrosis Factor Receptor superfamily member 1A (TNF-RI), also known as CD120a or p55. TNF-RI belongs to the large TNF receptor family, among which TNF-RII (TNF-R p75-80), lymphotoxin-beta receptor (LTbetaR) and the Herpes virus entry mediator (HVEM). Ligands for these receptors belong to the Tumor Necrosis Factor (TNF) superfamily of cytokines, which activate signaling pathways for cell survival, death, and differentiation that orchestrate the development, organization and homeostasis of lymphoid, mammary, neuronal and ectodermal tissues. TNF-RI contains a characteristic structural cassette termed death domain in its sequence that is conserved within a distinct subset of other TNF-R family members, such as CD95, DR3, DR4, and DR5. This death domain, was characterized as being essential for induction of apoptosis in vitro and has been structurally conserved within these TNF-R superfamily members. Deletion of the death domain of the TNF-RI results in a non-functional receptor, indicating that the death domain is required for the signal transduction of the physiological functions of TNF-RI in vivo. TNF-RI is a 55 kD type I transmembrane protein and is expressed on a variety of cell types at low levels. It is considered to play a prominent role in cell stimulation by TNF-alpha. Induction of cytotoxicity and other functions are mediated largely via TNF-RI. TNF-RI is present as soluble form in body fluids (for instance plasma and CSF). This extracellular TNF-RI is generated by two mechanisms, namely proteolytic cleavage of TNF-RI ectodomains and release of full-length TNF-RI in the membranes of exosome-like vesicles. TNF-RI and TNF-RII both interact with the homomeric forms of LTbeta or TNF. However, TNF-RI functions as the high affinity receptor for soluble TNF (sTNF). TNF-RI has been shown to be involved in a wide variety of inflammatory diseases, among which neurodegenerative diseases (Parkinson’s and Alzheimer’s disease), multiple sclerosis, asthma, atherosclerosis, rheumatology. The monoclonal antibody 55R-170 also recognizes the soluble receptor. | Monoclonal antibodies | 1 ml (100 μg/ml) 0.2 μm protein G purified FITC conjugated antibody solution in PBS, containing 1% bovine serum albumin and 0.02% sodium azide. | Dilutions to be used depend on detection system applied. It is recommended that users test the reagent and determine their own optimal dilutions. The typical starting working dilution is 1:50. | Purified soluble extracellular domain of mouse TNF-RI (Ref.1). | Armenian hamster IgG | Human | 1. Sheehan, K et al; Monoclonal antibodies specific for murine p55 and p75 tumor necrosis factor receptors: identification of a novel in vivo role for p75. J Exp Med 1995, 181: 607 2. Pinckard, J et al; Ligand-induced formation of p55 and p75 tumor necrosis factor receptor heterocomplexes on intact cells. J Biol Chem 1997, 272: 10784 3. Ji, H et al; Critical roles for interleuking 1 and tumor necrosis factor alpha in antibody-induced arthritis. J Exp Med 2002, 196: 77 4. Droin, N et al; Egr Family Members Regulate Nonlymphoid Expression of Fas Ligand, TRAIL, and Tumor Necrosis Factor during Immune Responses. Mol Cel Biol 2003, 23:7638 5. Lee, S et al; Inhibition of TCR-induced CD8 T cell death by IL-12: regulation of Fas ligand and cellular FLIP expression and caspase activation by IL-12. J Immunol 2003, 170: 2456 6. Williams, S et al; Antibody-Mediated Inhibition of TNFR1 Attenuates Disease in a Mouse Model of Multiple Sclerosis. PLoSONE 2014, 9: e90117 | Product should be stored at 4 °C. Under recommended storage conditions, product is stable for at least one year. | For research use only. Not for use in or on humans or animals or for diagnostics. It is the responsibility of the user to comply with all local/state and federal rules in the use of this product. Hycult Biotech is not responsible for any patent infringements that might result from the use or derivation of this product. | FS: Antibody 55R-170 is an antagonistic antibody useful for blocking of TNR-RI. IA: Antibody 55R-170 can be used as a detection antibody. | Tumor necrosis factor receptor superfamily member 1A, Tumor necrosis factor receptor 1, Tumor necrosis factor receptor type I, TNFR-I, p55, p60, CD120a Gene name: Tnfrsf1a, Tnfr-1, Tnfr1
https://www.hycultbiotech.com/products/types/hm1097-100ug | TNF-RI, Mouse, mAb 55R-170 | 100 µg | Flow cytometry, Functional studies, Immuno assays, Immuno precipitation |  | The monoclonal antibody 55R-170 recognizes the extracellular part of mouse Tumor Necrosis Factor Receptor superfamily member 1A (TNF-RI), also known as CD120a or p55. TNF-RI belongs to the large TNF receptor family, among which TNF-RII (TNF-R p75-80), lymphotoxin-beta receptor (LTbetaR) and the Herpes virus entry mediator (HVEM). Ligands for these receptors belong to the Tumor Necrosis Factor (TNF) superfamily of cytokines, which activate signaling pathways for cell survival, death, and differentiation that orchestrate the development, organization and homeostasis of lymphoid, mammary, neuronal and ectodermal tissues. TNF-RI contains a characteristic structural cassette termed death domain in its sequence that is conserved within a distinct subset of other TNF-R family members, such as CD95, DR3, DR4, and DR5. This death domain, was characterized as being essential for induction of apoptosis in vitro and has been structurally conserved within these TNF-R superfamily members. Deletion of the death domain of the TNF-RI results in a non-functional receptor, indicating that the death domain is required for the signal transduction of the physiological functions of TNF-RI in vivo. TNF-RI is a 55 kD type I transmembrane protein and is expressed on a variety of cell types at low levels. It is considered to play a prominent role in cell stimulation by TNF-alpha. Induction of cytotoxicity and other functions are mediated largely via TNF-RI. TNF-RI is present as soluble form in body fluids (for instance plasma and CSF). This extracellular TNF-RI is generated by two mechanisms, namely proteolytic cleavage of TNF-RI ectodomains and release of full-length TNF-RI in the membranes of exosome-like vesicles. TNF-RI and TNF-RII both interact with the homomeric forms of LTbeta or TNF. However, TNF-RI functions as the high affinity receptor for soluble TNF (sTNF). TNF-RI has been shown to be involved in a wide variety of inflammatory diseases, among which neurodegenerative diseases (Parkinson's and Alzheimer's disease), multiple sclerosis, asthma, atherosclerosis, rheumatology. The monoclonal antibody 55R-170 also recognizes the soluble receptor.. | Monoclonal antibodies | 1 ml (100 µg/ml) 0.2 µm filtered antibody solution in PBS, containing 0.1% bovine serum albumin. | For flow cytometry, dilutions to be used depend on detection system applied. It is recommended that users test the reagent and determine their own optimal dilutions. The typical starting working dilution is 1:50. For functional studies, in vitro dilutions have to be optimized in user's experimental setting. | Purified soluble extracellular domain of mouse TNF-RI | Armenian hamster IgG | Mouse | 1. Sheehan, K et al; Monoclonal antibodies specific for murine p55 and p75 tumor necrosis factor receptors: identification of a novel in vivo role for p75. J Exp Med 1995, 181: 607 2. Pinckard, J et al; Ligand-induced formation of p55 and p75 tumor necrosis factor receptor heterocomplexes on intact cells. J Biol Chem 1997, 272: 10784 3. Ji, H et al; Critical roles for interleuking 1 and tumor necrosis factor alpha in antibody-induced arthritis. J Exp Med 2002, 196: 77 4. Lee, S et al; Inhibition of TCR-induced CD8 T cell death by IL-12: regulation of Fas ligand and cellular FLIP expression and caspase activation by IL-12. J Immunol 2003, 170: 2456 | Product should be stored at 4 °C. Under recommended storage conditions, product is stable for one year. | For research use only. Not for use in or on humans or animals or for diagnostics. It is the responsibility of the user to comply with all local/state and federal rules in the use of this product. Hycult Biotech is not responsible for any patent infringements that might result from the use or derivation of this product. |  | TNFR type I, CD120a, TNF-RI, TNF-R55, TNFRp55, p55-R, TNF receptor alpha chain
https://www.hycultbiotech.com/products/types/hm1096f-100ug | C1q, Mouse, mAb JL-1, FITC | 100 µg | Frozen sections, Functional studies, Immuno assays, Immuno fluorescence, Western blot |  | The monoclonal antibody JL-1 recognizes the collagen-like region (CLR) of mouse C1q, a 459 kDa molecule consisting of three individual polypeptide chains. The antibody has been generated by immunization of C1q-/- C57BL/6 mice with purified mouse C1q. C1q forms together with C1r and C1s the C1 macromolecule, the first component of the classical complement pathway. Interaction of immune complexes with C1q induces a conformational change within the C1 complex, which results in activation of the classical pathway. C1q functions as recognition unit by binding to the heavy chain of IgG or IgM (Fc gamma and Fc micro) provided that the immunoglobulins are bound to their antigen. Furthermore, C1q can also recognize molecular patterns associated with pathogens and it can bind to apoptotic blebs, where it activates the classical complement pathway and mediates phagocytosis. As such, C1q promotes the clearance of apoptotic cells and subsequent exposure of auto antigens, thereby preventing stimulation of the immune system. C1q is predominantly produced by macrophages but also by follicular dendritic cells, interdigitating cells and cells of the monocyte-macrophage lineage. C1q deficiency has a profound effect on host defence and clearance of immune complexes. Absence of C1q may cause autoimmunity by impairment of the clearance of apoptotic cells. Inherited C1q deficiency is also associated with the development of systemic lupus erythematosus (SLE). The monoclonal antibody JL-1 is reactive with the collagen-like region (CLR) only, which is the same region to which autoantibodies in mice and humans are binding. Anti-C1q autoantibodies deposit in glomeruli together with C1q but induce overt renal disease only in the context of glomerular immune complex disease. This provides an explanation why anti-C1q antibodies are especially pathogenic in patients with SLE. | Monoclonal antibodies | 1 ml (100 μg/ml) 0.2 μm filtered protein G purified FITC conjugated antibody solution in PBS, containing 1.0% bovine serum albumin and 0.02% sodium azide. | Dilutions to be used depend on detection system applied. It is recommended that users test the reagent and determine their own optimal dilutions. The typical starting working dilution is 1:50. | Purified mouse C1q | Mouse IgG2b | Mouse | 1. Trouw, L et al; Anti-C1q autoantibodies deposit in glomeruli but are only pathogenic in combination with glomerular C1q-containing immune complexes. J Clin Invest 2004, 114: 679 2. Li, M et al; Development of a humanized C1q A chain knock-in mouse: assessment of antibody independent beta-amyloid induced complement activation. Mol Immunol 2008, 45: 3244 3. Erlich, P et al; Complement protein C1q forms a complex with cytotoxic prion protein oligomers. J Biol Chem 2010, 285: 19267 | Product should be stored at 4 °C. Under recommended storage conditions, product is stable for one year. | For research use only. Not for use in or on humans or animals or for diagnostics. It is the responsibility of the user to comply with all local/state and Federal rules in the use of this product. Hycult Biotech is not responsible for any patent infringements that might result with the use or derivation of this product. | IHC-F: Antibody JL-1 was used to stain tissue sections which were fixed in acetone. As positive control a polyclonal anti-C1q antibody was used and as negative control an isotype matched monoclonal antibody (Ref.1). FS: Antibody JL-1 was administered to mice resulting in depletion of circulating C1q, glomerular deposition of C1q and induction of anti-C1q autoantibodies in susceptible mice. As a negative control an isotype matched monoclonal antibody was used (Ref.1). | Complement component C1q, Complement C1q subcomponent subunit A
https://www.hycultbiotech.com/products/types/hm1096bt-50ug | C1q, Mouse, mAb JL-1, biotinylated | 50 µg | Frozen sections, Functional studies, Immuno assays, Immuno fluorescence, Western blot |  | The monoclonal antibody JL-1 recognizes the collagen-like region (CLR) of mouse C1q, a 459 kDa molecule consisting of three individual polypeptide chains. The antibody has been generated by immunization of C1q-/- C57BL/6 mice with purified mouse C1q. C1q forms together with C1r and C1s the C1 macromolecule, the first component of the classical complement pathway. Interaction of immune complexes with C1q induces a conformational change within the C1 complex, which results in activation of the classical pathway. C1q functions as recognition unit by binding to the heavy chain of IgG or IgM (Fc gamma and Fc micro) provided that the immunoglobulins are bound to their antigen. Furthermore, C1q can also recognize molecular patterns associated with pathogens and it can bind to apoptotic blebs, where it activates the classical complement pathway and mediates phagocytosis. As such, C1q promotes the clearance of apoptotic cells and subsequent exposure of auto antigens, thereby preventing stimulation of the immune system. C1q is predominantly produced by macrophages but also by follicular dendritic cells, interdigitating cells and cells of the monocyte-macrophage lineage. C1q deficiency has a profound effect on host defence and clearance of immune complexes. Absence of C1q may cause autoimmunity by impairment of the clearance of apoptotic cells. Inherited C1q deficiency is also associated with the development of systemic lupus erythematosus (SLE). The monoclonal antibody JL-1 is reactive with the collagen-like region (CLR) only, which is the same region to which autoantibodies in mice and humans are binding. Anti-C1q autoantibodies deposit in glomeruli together with C1q but induce overt renal disease only in the context of glomerular immune complex disease. This provides an explanation why anti-C1q antibodies are especially pathogenic in patients with SLE. | Monoclonal antibodies | 0.5 ml (100 μg/ml) 0.2 μm filtered protein G purified biotinylated antibody solution in PBS, containing 0.1% bovine serum albumin and 0.02% sodium azide. | Dilutions to be used depend on detection system applied. It is recommended that users test the reagent and determine their own optimal dilutions. The typical starting working dilution is 1:50. | Purified mouse C1q | Mouse IgG2b | Mouse | 1. Trouw, L et al; Anti-C1q autoantibodies deposit in glomeruli but are only pathogenic in combination with glomerular C1q-containing immune complexes. J Clin Invest 2004, 114: 679 2. Li, M et al; Development of a humanized C1q A chain knock-in mouse: assessment of antibody independent beta-amyloid induced complement activation. Mol Immunol 2008, 45: 3244 3. Erlich, P et al; Complement protein C1q forms a complex with cytotoxic prion protein oligomers. J Biol Chem 2010, 285: 19267 | Product should be stored at 4 °C. Under recommended storage conditions, product is stable for one year. | For research use only. Not for use in or on humans or animals or for diagnostics. It is the responsibility of the user to comply with all local/state and Federal rules in the use of this product. Hycult Biotech is not responsible for any patent infringements that might result with the use or derivation of this product. | IHC-F: Antibody JL-1 was used to stain tissue sections which were fixed in acetone. As positive control a polyclonal anti-C1q antibody was used and as negative control an isotype matched monoclonal antibody (Ref.1). FS: Antibody JL-1 was administered to mice resulting in depletion of circulating C1q, glomerular deposition of C1q and induction of anti-C1q autoantibodies in susceptible mice. As a negative control an isotype matched monoclonal antibody was used (Ref.1). | Complement component C1q, Complement C1q subcomponent subunit A
https://www.hycultbiotech.com/products/types/hm1096-100ug | C1q, Mouse, mAb JL-1 | 100 µg | Frozen sections, Functional studies, Immuno assays, Immuno fluorescence, Western blot |  | The monoclonal antibody JL-1 recognizes the collagen-like region (CLR) of mouse C1q, a 459 kDa molecule consisting of three individual polypeptide chains. The antibody has been generated by immunization of C1q-/- C57BL/6 mice with purified mouse C1q. C1q forms together with C1r and C1s the C1 macromolecule, the first component of the classical complement pathway. Interaction of immune complexes with C1q induces a conformational change within the C1 complex, which results in activation of the classical pathway. C1q functions as recognition unit by binding to the heavy chain of IgG or IgM (Fc gamma and Fc micro) provided that the immunoglobulins are bound to their antigen. Furthermore, C1q can also recognize molecular patterns associated with pathogens and it can bind to apoptotic blebs, where it activates the classical complement pathway and mediates phagocytosis. As such, C1q promotes the clearance of apoptotic cells and subsequent exposure of auto antigens, thereby preventing stimulation of the immune system. C1q is predominantly produced by macrophages but also by follicular dendritic cells, interdigitating cells and cells of the monocyte-macrophage lineage. C1q deficiency has a profound effect on host defence and clearance of immune complexes. Absence of C1q may cause autoimmunity by impairment of the clearance of apoptotic cells. Inherited C1q deficiency is also associated with the development of systemic lupus erythematosus (SLE). The monoclonal antibody JL-1 is reactive with the collagen-like region (CLR) only, which is the same region to which autoantibodies in mice and humans are binding. Anti-C1q autoantibodies deposit in glomeruli together with C1q but induce overt renal disease only in the context of glomerular immune complex disease. This provides an explanation why anti-C1q antibodies are especially pathogenic in patients with SLE. | Monoclonal antibodies | 1 ml (100 μg/ml) 0.2 μm filtered protein G purified antibody solution in PBS, containing 0.1% bovine serum albumin. The endotoxin concentration is < 24 EU/mg, determined with HIT302 LAL Assay. | Dilutions to be used depend on detection system applied. It is recommended that users test the reagent and determine their own optimal dilutions. The typical starting working dilution is 1:50. | Purified mouse C1q | Mouse IgG2b | Mouse | 1. Trouw, L et al; Anti-C1q autoantibodies deposit in glomeruli but are only pathogenic in combination with glomerular C1q-containing immune complexes. J Clin Invest 2004, 114: 679 2. Li, M et al; Development of a humanized C1q A chain knock-in mouse: assessment of antibody independent beta-amyloid induced complement activation. Mol Immunol 2008, 45: 3244 3. Erlich, P et al; Complement protein C1q forms a complex with cytotoxic prion protein oligomers. J Biol Chem 2010, 285: 19267 | Product should be stored at 4 °C. Under recommended storage conditions, product is stable for one year. | For research use only. Not for use in or on humans or animals or for diagnostics. It is the responsibility of the user to comply with all local/state and Federal rules in the use of this product. Hycult Biotech is not responsible for any patent infringements that might result with the use or derivation of this product. | IHC-F: Antibody JL-1 was used to stain tissue sections which were fixed in acetone. As positive control a polyclonal anti-C1q antibody was used and as negative control an isotype matched monoclonal antibody (Ref.1). FS: Antibody JL-1 was administered to mice resulting in depletion of circulating C1q, glomerular deposition of C1q and induction of anti-C1q autoantibodies in susceptible mice. As a negative control an isotype matched monoclonal antibody was used (Ref.1). | Complement component C1q, Complement C1q subcomponent subunit A
https://www.hycultbiotech.com/products/types/hm1094-100ug | VAP-1, Mouse, mAb 7-88 | 100 µg | Flow cytometry, Frozen sections, Functional studies, Immuno fluorescence, Immuno precipitation |  | The monoclonal antibody 7-88 recognizes mouse Vascular Adhesion Protein-1 (VAP-1) which- is a glycosylated homodimeric membrane protein consisting of two 90 kDa subunits connected by disulfide bonds. It contains a short N-terminal cytoplasmic tail, a single membrane-spanning domain and a large extracellular part. A soluble form of VAP-1 (sVAP-1) has been described, which presumably results from the proteolytic cleavage of membrane-bound VAP-1. Structurally VAP-1 belongs to enzymes called semicarbamizide-sensitive amine oxidases, which contain copper as a cofactor. These enzymes deaminate primary amines in a reaction producing hydrogen peroxide, aldehyde, and ammonia. VAP-1 is expressed in endothelial cells, smooth muscle cells, adipocytes, and in follicular dendritic cells. In endothelial cells the majority of VAP-1 is stored within intracellular granules and translocated to the surface upon inflammation where it regulates leukocyte tissue infiltration. Furthermore, the end-products formed by VAP-1 can also regulate leukocyte migration by signaling effects, have insulin-like effects in energy metabolism, and can cause vascular damage by direct cytotoxicity. In- white adipose tissue of obese and diabetic db-/- mice increased expression of VAP-1 has been observed suggesting that it contributes- to the arthrosclerosis and vascular dysfunction observed in these diseases. Moreover, inhibition of VAP-1reduced the accumulation of myeloid cells into tumors and attenuates tumor growth. The monoclonal antibody 7-88 inhibits migration of granulocytes and monocytes in acute models of inflammation. | Monoclonal antibodies | 1 ml (100 µg/ml) 0.2 µm filtered antibody solution in PBS, containing 0.1% bovine serum albumin | For immunohistochemistry and flow cytometry, dilutions to be used depend on detection system applied. It is recommended that users test the reagent and determine their own optimal dilutions. The typical starting working dilution is 1:50. For functional studies, dilutions have to be optimized in user&rsquo;s experimental setting. | Vessels from mouse lymph nodes | Rat IgG2b | Mouse | 1. Abella, A et al; Adipocytes release a soluble form of VAP-1/SSAO by a metalloproteasedependent process and in a regulated manner. Diabetologia 2004, 47: 429 2. Merinen, M et al; Vascular adhesion protein-1 is involved in both acute and chronic inflammation in the mouse. Am J Path 2005, 166: 793 3. Bonder, C et al; Rules of recruitment for Th1 and Th2 lymphocytes in inflamed liver: a role for alpha-4 integrin and vascular adhesion protein-1. Immunity 2005, 23: 153 4. Marttila-Ichihara, F et al; Small-molecule inhibitors of vascular adhesion protein-1 reduce the accumulation of myeloid cells into tumors and attenuate tumor growth in mice. J Immunol 2010, 184: 3164 5. Iffiú-Soltész, Z et al; Increased primary amine oxidase expression and activity in white adipose tissue of obese and diabetic db-/- mice. J Neural Transm 2011, DOI: 10.1007/s00702-011- 0586-9 | Product should be stored at 4 °C. Under recommended storage conditions, product is stable for at least one year. The exact expiry date is indicated on the label. | For research use only. Not for use in or on humans or animals or for diagnostics. It is the responsibility of the user to comply with all local/state and federal rules in the use of this product. Hycult Biotech is not responsible for any patent infringements that might result from the use or derivation of this product. | FC: Antibody 7-88 stains the extracellular domain of mouse VAP-1 in CHO cells transfected with mouse VAP-1 cDNA. . As positive control- anti-VAP-1 clone 7-106 was used and as negative control an isotype-matched control antibody. (Ref. 2) IHC-F:- Tissue sections were fixed in acetone and incubated with antibody 7-88 for 20 minutes at room temperature. . As negative control an irrelevant isotype-matched antibody was used (Ref.2). FS: Antibody 7-88 (200 µm) was intravenously injected which resulted in the inhibition of leukocyte trafficking in inflamed peritoneum.- (Ref.2). | Amine oxidase copper containing 3; AOC3; SSAO;- membrane copper amine oxidase
https://www.hycultbiotech.com/products/types/hm1092-100ug | TLR2, Mouse, mAb mT2.4 | 100 µg | Flow cytometry, Frozen sections, Functional studies, Immuno assays, Paraffin sections |  | Monoclonal antibody mT2.4 reacts with mouse Toll-like receptor 2 (TLR2, CD282). Toll-like receptors (TLR) are highly conserved throughout evolution and have been implicated in the innate defense to many pathogens. In Drosophila toll is required for the anti-fungal response, while the related 18-wheeler is involved in antibacterial defenses. In mammals, TLR identified as type I transmembrane signaling receptors with pattern recognition capabilities, have been implicated in the innate host defense to pathogens. TLR2 has been identified as a receptor that is central to the innate immune response to lipoproteins of Gram-negative bacteria, several whole Gram-positive bacteria, as well as a receptor for peptidoglycan and lipoteichoic acid and other bacterial cell membrane products. A functional interaction between TLR2 and TLR6 in the cellular response to various bacterial products has been discovered. The currently accepted paradigm regards TLR2 as an essential receptor for many eubacterial cell wall components, including lipoproteins and peptidoglycan. Bacterial species as diverse as mycobacteria, spirochetes, mycoplasma, Staphylococcus aureus, and Streptococcus pneumoniae have all been shown to mediate cellular activation via TLR2. The monoclonal antibody mT2.4 inhibits murine TLR2-mediated cell activation. It masks the lipopeptide binding site in the recombinant extracellular domain of TLR2 (TLR2ECD) and does not hinder the receptor complex formation. The antibody reacts with the native TLR2 protein and not with denatured TLR2 protein . Furthermore the antibody stains overexpressed, as well as endogenous cell surface- and intracellular mouse TLR2. | Monoclonal antibodies | 1 ml (100 µg/ml) 0.2 µm filtered antibody solution in PBS, containing 0.1% bovine serum albumin. | For immunohistology and flow cytometry dilutions to be used depend on detection system applied. It is recommended that users test the reagent and determine their own optimal dilutions. The typical starting working dilution is 1:50. For neutralization of biological activity in vitro dilutions have to be made according to the amounts of TLR2 (CD282) to be inactivated. |  | Mouse IgG2b | Mouse | Meng, G et al; Murine TLR2 expression analysis and systemic antagonism by usage of specific monoclonal antibodies. Immunology Letters 2005, 98: 200 | Product should be stored at 4 °C. Under recommended storage conditions, product is stable for one year. | For research use only. Not for use in or on humans or animals or for diagnostics. It is the responsibility of the user to comply with all local/state and Federal rules in the use of this product. Hycult Biotech is not responsible for any patent infringements that might result with the use of or derivation of this product.
https://www.hycultbiotech.com/products/types/hm1081-100ug | MGL, Mouse, mAb ER-MP23 | 100 µg | Flow cytometry, Frozen sections, Functional studies, Paraffin sections |  | The monoclonal antibody ER-MP23 specifically reacts with the macrophage galactose-specific lectin (MGL), a 38 kDa single chain surface glycoprotein. MGL is found on murine mature macrophages in the connective tissue neighboring epithelia of e.g. salivary glands, capsule of lymph nodes, thymus and various other organs. MGL is present on the surface of connective tissue macrophages and their precursor cells in bone marrow. Also, MGL is expressed in macrophage cell lines (e.g. J774-1.6, RAW309Cr.1 and WR19M.1). Expression levels of MGL are increased in mature macrophages. The antigen is co expressed with the antigen recognized by monoclonal antibody BM8 (HM1066). The monoclonal antibody ER-MP23 has been raised after immunization of rats with mouse macrophage cell lines. Blocking studies demonstrated that the monoclonal antibody ER-MP23 is able to block mouse MGL. | Monoclonal antibodies | 1 ml (100 μg/ml) 0.2 μm protein G purified antibody solution in PBS, containing 0.1% bovine serum albumin. The endotoxin concentration is < 24 EU/mg, determined with HIT302 LAL Assay. | Dilutions to be used depend on detection system applied. It is recommended that users test the reagent and determine their own optimal dilutions. The typical starting working dilution is 1:50. | Mouse macrophage cell lines | Rat IgG2a | Mouse | 1. Jansen, A et al; Immunohistochemical characterization of monocytes-macrophages and dendritic cells involved in the initiation of the insulits and beta-cell destruction in NOD mice. Diabetes 1994, 43: 667 2. Rosmalen, J et al; Islet abnormalities associated with an early influx of dendritic cells and macrophages in NOD and NODscid mice. Lab Invest 2000, 80: 769 3. Abadie, V et al; Neutrophils rapidly migrate via lymphatics after Mycobacterium bovis BCG intradermal vaccination and shuttle live bacilli to the draining lymph nodes. Blood 2005, 106:1843 | Product should be stored at 4°C. Under recommended storage conditions, product is stable for one year. | For research use only. Not for use in or on humans or animals or for diagnostics. It is the responsibility of the user to comply with all local/state and Federal rules in the use of this product. Hycult Biotech is not responsible for any patent infringements that might result with the use of or derivation of this product. | FS: For blocking studies in vitro, dilutions have to be made according to the amounts of MGL to be inactivated. The antigen is glutaraldehyde (0.05%) resistant. | Macrophage galactose-specific lectin, CD301, dendritic cell-asialoglycoprotein receptor, DC-ASGPR
https://www.hycultbiotech.com/products/types/hm1080-1ml | SIGN-R1, Mouse, mAb ER-TR9 | 200 µg | Flow cytometry, Frozen sections, Functional studies |  | The monoclonal antibody ER-TR9 recognizes murine SIGN-related 1 (SIGN-R1). Mouse SIGN-R1,- a homolog of human DC-SIGN, is a 37 kDa type II transmembrane protein containing a single, C-terminal C-type lectin domain. SIGN-R1 is a specific marker for the identification of macrophage subpopulations present in the marginal zone of spleen (the so-called marginal zone macrophages (MZM)), in the lymph node medulla, and in the peritoneal cavity of some mouse strains. ER-TR9 does not react with macrophages in other regions of the spleen, such as CD169+ marginal metallophils and F4/80+ red pulp macrophages. In the spleen, the MZM function in trapping and clearance of blood-borne microbial antigens. SIGN-R1 mediates the uptake of encapsulated microbes , particularly through the recognition of microbial polysaccharides. Uptake of FITC-labeled dextran by macrophages can be blocked both in vivo and in vitro by the monoclonal antibody ER-TR9. Therefore, the monoclonal antibody ER-TR9 can be used to study the uptake of polysaccharides by macrophages. | Monoclonal antibodies | 1 ml (200µg/ml) sterile culture medium with 0.02% sodium azide with a low endotoxin level. | For immunohistology and flow cytometry dilutions to be used depend on detection system applied. It is recommended that users test the reagent and determine their own optimal dilutions. The typical starting working dilution is 1:50. For blocking studies in vitro, dilutions have to be made according to the amounts of SIGN-R1 to be inactivated. | Mouse thymic stromal cells | Rat IgM | Mouse | 1. Dijkstra, C, et al; Marginal zone macrophages identified by a monoclonal antibody: characterization of immune- and enzyme-histochemical properties and functional capacities. Immunology 1985, 55: 23 2. Kretschmer, K, et al; The selection of marginal zone B cells differs from that of B-1a cells. J Immunol 2003, 171: 6495 3. Kang, Y et al; The C-type lectin SIGN-R1 mediates uptake of the capsular polysaccharide of Streptococcus pneumoniae in the marginal zone of mouse spleen. PNAS 2004, 101: 215 4. Taylor, P et al; The role of SIGN-R1 and the beta-glucan receptor (dectin-1) in the nonopsonic recognition of yeast by specific macrophages. J Immunol 2004, 172: 1157 5. Nagaoka, K et al; Association of SIGNR1 with TLR4-MD-2 enhances signal transduction by recognition of LPS in gram-negative bacteria. Int Immunol 2005, 17: 827 6. Takagi, H et al. Cooperation of specific ICAM-3 grabbing nonintegrin-related 1 (SIGNR1) and complement receptor type 3 (CR3) in the uptake of oligomannose-coated liposomes by macrophages. Glycobiology 2009, 19:258 | Product should be stored at 4 °C. Under recommended storage conditions, product is stable for one year. | For research use only. Not for use in or on humans or animals or for diagnostics. It is the responsibility of the user to comply with all local/state and Federal rules in the use of this product. Hycult Biotech is not responsible for any patent infringements that might result with the use of or derivation of this product. | FC: Antibody ER-TR9 stains the extracellular domain of SIGN-R1. Peritoneal cells were pre-incubated with anti-CD16/32 to block Fc gamma before staining. As a negative control an isotype-matched antibody was used- (Ref.6) IHC-F:- Tissue sections were fixed in acetone and stained with antibody ER-TR9 using a two-step immunoperoxidase method (Ref.1). FS: Antibody ER-TR9- blocked the recognition of- zymosan and C. albicans by peritoneal macrophages. An isotype-matched antibody was used as a negative control. The polysaccharide mannan was used as a positive control. (Ref.4). | CD209b, specific intracellular adhesion molecule-3 grabbing nonintegrin homolog-related 1
https://www.hycultbiotech.com/products/types/hm1079 | LTbeta receptor, Mouse, mAb 5G11 | 100 µg | Flow cytometry, Functional studies, Immuno assays, Western blot |  | The monoclonal antibody 5G11 reacts with the mouse lymphotoxin beta-receptor (LTbetaR), a member of the tumor necrosis factor (TNF) family. This receptor can be activated by its functional ligands lymphotoxin-alpha1-beta2 (LT-alpha1beta2) and LIGHT and is critically involved in controlling bacterial infections. In Mycobacterium infection, its role is related to bactericidal granuloma formation in the spleen, macrophage differentiation and the maintenance of the appropriate Th1/Th2 cytokine balance. In CMV infection, LTbetaR signaling induces the expression of IFN-beta in infected fibroblasts, resulting in viral stasis. LTbetaR plays an important role in lymphoid organogenesis and tumor development. The receptor is expressed on fibroblasts and stromal cells and at low levels in some myeloid cell lines. In the adult animal, the LTbetaR seems to be necessary for maintaining the splenic architecture and aspects of Ig formation and B cell follicular structure. When the LT-alpha1beta2/LTbetaR pathway is disrupted by genetic deletion, mice completely lack Peyer’s patches. Also, LTbetaR induces cell death in some adenocarcinoma tumor lines in the presence of IFNgamma. The monoclonal antibody 5G11 directed against the mouse LTbetaR is able to activate the LTbetaR in an agonistic way and induces NFkappaB activation and secretion of MIP-2 and IL-6 in mouse fibroblast cells. Therefore, the monoclonal antibody 5G11 can be used to gain more insight into the expression pattern of the LTbetaR and also to investigate molecular mechanisms induced by LTbetaR activation. | Monoclonal antibodies | 1 ml (100 μg/ml) 0.2 μm filtered protein G purified antibody solution in PBS, containing 0.1% bovine serum albumin. The endotoxin concentration is < 24 EU/mg, determined with HIT302 LAL Assay. | Dilutions to be used depend on detection system applied. It is recommended that users test the reagent and determine their own optimal dilutions. The typical starting working dilution is 1:50. | Drosophila S2 expressed mouse LTbR Ig fusion protein | Rat IgG2a | Mouse | 1. Lucas, R et al ; A role for lymphotoxin beta receptor in host defense against Mycobacterium bovis BCG infection. Eur J Immunol 1999, 29 : 4002 2. Hehlgans, T et al; Activation of the lymphotoxin-beta receptor induces NFkB-dependent interleukin-6 and MIP-2 secretion in mouse fibrosarcoma cells. Eur Cytokine Netw 2003, 14: 103 3. Banks, T et al : A lymphotoxin-IFN-beta axis essential for lymphocyte survival revealed during Cytomegalovirus infection. J Immunol 2005, 174: 7217 | Product should be stored at 4 °C. Under recommended storage conditions, product is stable for one year. | For research use only. Not for use in or on humans or animals or for diagnostics. It is the responsibility of the user to comply with all local/state and Federal rules in the use of this product. Hycult Biotech is not responsible for any patent infringements that might result with the use of or derivation of this product. | FS: HM1079 induces significant NFkB activation and the release of MIP-2 (ref.2). | lymphotoxin beta-receptor, tumor necrosis factor receptor superfamily member 3, TNFRSF3 Gene name: LTBR
https://www.hycultbiotech.com/products/types/hm1076-100ug | C5aR, Mouse, mAb 20/70 | 100 µg | Flow cytometry, Functional studies, Immuno fluorescence |  | The monoclonal antibody 20/70 recognizes the mouse receptor for C5a (CD88). The mouse anaphylatoxin complement factor C5a, a split product of C5, is one of the most potent inflammatory chemoattractants and interacts with two C51 receptors, C5aR and C5L2. Most of the C5a effects are mediated through C5aR. C5aR is known to be crucial in the initiation of acute inflammatory responses. C5a receptor is a seven transmembrane GTP-binding-protein-coupled receptor that belongs to the rhodopsin supergene family. The 45 kDa C5a receptor is expressed by leukocytes such as neutrophils, eosinophils, basophils, monocytes, dendritic cells and mast cells. C5aR can be expressed on both immune and nonimmune cells. Nonimmune cells expressing C5aR include vascular endothelial cells, cardiomyocytes and bronchial epithelial cells. Signaling of C5aR involves intracellular calcium mobilization and activation of among others protein kinase- B (PKB) and protein phospholipase D (PLD) pathways. High C5aR expression levels have been associated with the pathogenesis of many inflammatory conditions, autoimmune and neurodegenerative diseases like rheumatoid arthritis, multiple sclerosis, atherosclerosis and inflammatory bowel diseases. In vivo blockade of C5aR greatly reduces inflammatory injury. The monoclonal antibody 20/70 has been used in functional studies and is capable to prevent the binding of C5a to its receptor. | Monoclonal antibodies | 1 ml (100 μg/ml) 0.2 μm protein G purified antibody solution in PBS, containing 0.1% bovine serum albumin. | Dilutions to be used depend on detection system applied. It is recommended that users test the reagent and determine their own optimal dilutions. The typical starting working dilution is 1:50. For functional studies, in vitro dilutions have to be optimized in user’s experimental setting. | RBL-2H3 transfectantsexpressing murine C5aR on the cell surface. | Rat IgG2b | Mouse | 1. Shushakova, N et al; C5a anaphylatoxin is a major regulator of activating versus inhibitory Fc&gamma;Rs in immune complex-induced lung disease. J Clin Invest 2002, 110: 1823 | Product should be stored at 4 °C. Under recommended storage conditions, product is stable for one year. | For research use only. Not for use in or on humans or animals or for diagnostics. It is the responsibility of the user to comply with all local/state and Federal rules in the use of this product. Hycult Biotech is not responsible for any patent infringements that might result with the use of or derivation of this product. | FC: 2x10^5 cells were blocked with human and murine IgG on ice for 20’. Cells were stained with 10μg antibody 20/70 for 45’ in PBS/1.5%FCS. For analysis with FACS cells were washed with PBS/1%formaldehyde (Ref.2). FS: Before migration towards C5a was induced, 2x105 cells were incubated for 30’ with 10μg antibody 20/70 in a transwell migration assay (Ref.2). IF: Cells were cultured on coverslips, fixed with 4% PFA for 20’, blocked with 3% BSA for 2h and stained with antibody 20/70 for 2h (Ref.6). | C5a anaphylatoxin chemotactic receptor 1, C5a anaphylatoxin chemotactic receptor, C5a-R Gene name: C5ar1
https://www.hycultbiotech.com/products/types/hm1075-100ug | Siglec-H, Mouse, mAb 440c | 100 µg | Flow cytometry, Frozen sections, Functional studies, Paraffin sections |  | The monoclonal antibody 440c reacts with Siglec-H, a cell-surface receptor molecule selectively expressed on murine natural interferon producing cells (IPC), also called mouse plasmacytoid dendritic cells (pDC). Siglec H is unique among Sialic acid-binding Ig-like lectins (Siglecs) proteins because it associates with the adaptor protein DAP12. DAP12 recognize certain viruses and CpG-DNA through TLR9, resulting in secretion of IFN-alpha, IL-12 and proinflammatory chemokines. Together these cytokines and chemokines recruite and activate NK cells and T cells as well as modulating the antigen presenting function of dendritic cells (DC). IPC themselves also function as antigen presenting cells that expand memory T cells and induce Th1 differentiation. Therefore IPC may provide a first line of host defense against viral infections by activating both innate and adaptive responses in vivo. The monoclonal antibody 440c exclusively recognizes mouse Siglec-H in all lymphoid organs under both normal and inflammatory conditions. Siglec-H is normal present in the T cell zone of lymph nodes and spleen. Incubation of IPC with antibody 440c in vitro or administration of antibody 440c in vivo reduces secretion of IFN-alpha in response to CpG DNA without causing IPC depletion. | Monoclonal antibodies | 1 ml (100 µg/ml) 0.2 µm filtered antibody solution in PBS, containing 0.1% bovine serum albumin. | For immunohistology and flow cytometry dilutions to be used depend on detection system applied. It is recommended that users test the reagent and determine their own optimal dilutions. The typical starting working dilution is 1:50. For inhibition of IFN-alpha secretion dilutions have to be made according to the amounts of Siglec-H to be inactivated. |  | Rat IgG2b | Mouse | 1. Blasius, A et al; Siglec-H is an IPC-specific receptor that modulates type I IFN secretion through DAP12. Blood 2006, 107: 2474 2. Blasius, A et al; A cell-surface molecule selectively expressed on murine natural interferon-producing cells that blocks secretion of interferon-alpha. Blood 2004, 103: 4201 3. Colonna, M et al; Plasmacytoid dendritic cells in immunity. Nat Immunol 2004, 5: 1219 4. Seth, S et al; CCR7 Essentially Contributes to the Homing of Plasmacytoid Dendritic Cells to Lymph Nodes under Steady-State As Well As Inflammatory Conditions. J Immunol 2011, 186: 3364 | Product should be stored at 4 °C. Under recommended storage conditions, product is stable for one year. | For research use only. Not for use in or on humans or animals or for diagnostics. It is the responsibility of the user to comply with all local/state and Federal rules in the use of this product. Hycult Biotech is not responsible for any patent infringements that might result with the use of or derivation of this product.
https://www.hycultbiotech.com/products/types/hm1074-100ug | CD36, Mouse, mAb CRF D2712 | 100 µg | Flow cytometry, Functional studies, Immuno fluorescence, Immuno precipitation, Western blot |  | Monoclonal antibody CRF D-2712 (also known as JC63.1 or 63) reacts with mouse CD36 (85-kDa), a cell surface class B scavenger receptor. Recently, CD36 has been identified as a protein that is required for TLR2 recognition of di-acylated bacterial lipopeptides and lipoteichoic acid. CD36 is a heavily N-glycosylated transmembrane protein with two short intracellular domains and a large extracellular domain. CD36 expression is primarily controlled by the transcription heterodimer PPARg-RXR (peroxisome proliferator-activated receptor-g-retinoid-X-receptor). CD36 is preferentially found within lipid rafts, which facilitates its association with receptors, signalling and adaptor molecules. CD36 is expressed on monocytes, macrophages, endothelial cells, hepatocytes, erythrocytes, adipocytes, cardiomyocytes and red skeletal muscle. Importantly it is expressed by steriodogenic cells in the adrenal gland, testis and ovary. CD36 has been implicated in many biological processes including angiogenesis, phagocytosis, inflammation, and lipid and glucose metabolism. CD36 is associated with Src-family kinases and with the integrins alpha3beta1 and alpha6beta1. It is a receptor and transporter of oxidized lipids and long chain fatty acids. CD36 has been shown to function as phagocytic receptor for apoptotic cells. Several in vivo models support the role of the thrombospondin / CD36 system in angiogenesis and tumor growth. An important role for CD36 has been found in Malaria as major receptor for P. falciparum-infected red blood cells. Many different ligands have been reported to interact with CD36, suggesting that CD36 could recognize a structure-based domain rather than specific contact residues. Monoclonal antibody CRF D-2712 blocks CD36 binding. It is not known whether the antibody is activating or neutralizing. The antibody cross reacts with rat CD36. | Monoclonal antibodies | 2 ml (>50 µg/ml) culture medium with low endotoxin level. | For flow cytometry and Western blotting dilutions to be used depend on detection system applied. It is recommended that users test the reagent and determine their own optimal dilutions. The typical starting working dilution is 1:25. For functional studies dilutions have to be made according to the amounts of CD36 binding to be blocked. |  | Mouse IgA | Mouse | 1. Finnemann, S et al; Differential roles of CD36 and alpha-v-beta5 integrin in photoreceptor phagocytosis by the retinal pigment epithelium. J Exp Med 2001, 9: 1289 2. Kunjathoor, V et al; Scavenger receptors class AI/II and CD36 are the principal receptors responsible for the uptake of modified low density lipoprotein leading to lipid loading in macrophages. J Biol Chem 2002, 277: 49982 3. Corcoran, L et al; Differential regulation of CD36 expression in antigen-presenting cells: Oct-2 dependence in B lymphocytes but not dendritic cells or macrophages. Int Immunol 2002, 14: 1099 4. Smith, T et al; CD36-mediated nonopsonic phagocytosis of erythrocytes infected with stage I and IIA gametocytes of plasmodium falciparum. Infect Immun 2003, 71: 393 5. Gimeno, R et al; Characterization of a heart-specific fatty acid transport protein. J Biol Chem 2003, 278: 16039 6. Bastie, C et al; FoxO1 stimulates fatty acid uptake and oxidation in muscle cells through CD36- dependent and independent mechanisms. J Biol Chem 2005, 280: 14222 | Product should be stored at 4 °C. Under recommended storage conditions, product is stable for one year. | For research use only. Not for use in or on humans or animals or for diagnostics. It is the responsibility of the user to comply with all local/state and Federal rules in the use of this product. Hycult Biotech is not responsible for any patent infringements that might result with the use of or derivation of this product.
https://www.hycultbiotech.com/products/types/hm1073-500ug | C5, Mouse, mAb BB5.1, functional study antibody, low endotoxin | 0.5 mg | Frozen sections, Functional studies, Immuno assays, Immuno fluorescence, Immuno precipitation, Paraffin sections |  | The monoclonal antibody BB5.1 binds the fifth component of mouse complement (C5). The complement system is a group of plasma and cell membrane proteins that play a key role in the immune system. All three pathways (classical, alternative &amp; lectin) lead to the cleavage of C3 and eventually the formation of the cytolytic membrane attack complex C5b-9. If the activation cascade is allowed to proceed beyond the cleaving of C3 into C3a and C3b, an additional C3b molecule binds to the C3 convertases. This generates the C5 convertase (C3bBbC3b for the alternative pathway and C4bC2bC3b for the classical and lectin pathways). C5 convertase cleaves C5, releases the potent anaphylactic peptide C5a and generates C5b. C5b can initiate the terminal pathway , which recruits the components C6, C7, C8 and C9 to the surface of the target and inserts the C9 complex as a pore (termed the terminal complement complex) into the membrane. C5a is the most potent anaphylatoxin and a powerful chemotaxin for neutrophils and monocytes, with the ability to promote margination, extravasation, and activation of these cells. Thus, blocking C5 may be required for optimal inhibition of the inflammatory response. At the same time, inhibition of the complement cascade at C5 does not impair the generation of C3b through the classical and alternative pathways, preserving C3b-mediated opsonization of pathogenic microorganisms as well as opsonization and solubilization of immune complexes. C5 is synthesised in the liver as a single polypeptide chain and is present in serum in a concentration of 50-80 µm/ml. Before secretion the molecule is glycosylated and secreted into plasma as a 190 kDa glycoprotein consisting of a disulphide linked alpha-chain (111 kDa) and beta-chain (75 kDa). Monoclonal antibody BB5.1 has been shown to precipitate the two chains of C5 from normal mouse serum and inhibited C5-dependent hemolysis in a functional complement test. Furthermore, BB5.1 administration completely inhibits terminal complement activity in murine models for antibody-mediated rejection (AMR) during heart and kidney transplantation. In another mouse model, both pre-treatment as well as intervention with monoclonal antibody BB5.1 attenuates disease development during anti-MPO IgG-induced glomerulonephritis. Blockage of C5 activation by BB5.1 protects against renal ischemia-reperfusion injury by inhibition of late apoptosis and inflammation. In Lupus disease, combination therapy of anti-IL-10/anti-C5 (BB5.1) can both prevent and reduce the effect of the humoral immune response. | Monoclonal antibodies | 0.5 mg 0.2 μm filtered protein G purified antibody solution in PBS with a concentration of at least 0.5 mg/ml. The endotoxin concentration is < 24 EU/mg, determined with HIT302 LAL Assay. | Dilutions to be used depend on detection system applied. It is recommended that users test the reagent and determine their own optimal dilutions. The typical starting working dilution is 1:50. | Purified C5 | Mouse IgG1 | Mouse | 1. Frei, Y et al; Generation of a monoclonal antibody to mouse C5 application in an ELISA assay for detection of anti-C5 antibodies. Mol Cell Probes 1987, 1: 141 2. Thurman, J et al; C3a is required for the production of CXC chemokines by tubular epithelial cells after renal ischemia/reperfusion. J Immunol 2007, 178: 1819 3. Mihai, S et al; The alternative pathway of complement activation is critical for blister induction in experimental epidermolysis bullosa acquisita. J Immunol 2007, 178: 6514 4. Wang, H et al; Inhibition of terminal complement components in presensitized transplant recipients prevents antibody-mediated rejection leading to long-term graft survival and accommodation. J Immunol 2007, 179: 4451 5. Huugen, D et al; Inhibition of complement factor C5 protects against antimyeloperoxidase antibody-mediated glomerulonephritis in mice. Kidney Int 2007, 71: 646 6. Nilsson, K et al. Enhanced susceptibility to low-dose collagen-induced arthritis in CR1/2-deficient female mice – possible role of estrogen on CR1 expression. Faseb 2009, 23: 2450 7. Copland, D et al. Systemic and local anti-C5 therapy reduces the disease severity in experimental autoimmune uveoretinitis. Clin exp immunol 2010, 159:303 8. Pavlovski, D et al; Generation of complement component C5a by ischemic neurons promotes neuronal apoptosis, Faseb 2012, 26: 3680 | Product should be stored at 4 °C. Under recommended storage conditions, product is stable for one year. | For research use only. Not for use in or on humans or animals or for diagnostics. It is the responsibility of the user to comply with all local/state and federal rules in the use of this product. Hycult Biotech is not responsible for any patent infringements that might result with the use or derivation of this product. | FS: ex vivo: 50 µg mAb / ml serum; in vivo: BALB/c mice 40 mg mAb/kg/day, 0-2 days followed by twice a week. IA: Wells were coated with 2-4 µg purified BB5.1 in PBS as coat antibody for use in ELISA. IP: Mouse serum was pre-adsorbed with αmouse-Ig affinity gel and prot-A-sepharose for 30 min at RT. Then C5 was precipitated with BB5.1 (10 µg mAb/ml followed by prot-A sepharose for 1h). Precipitated samples were analysed on 7% SDS/PAGE. | Complement C5, Hemolytic complement Gene name: C5
https://www.hycultbiotech.com/products/types/hm1073-5mg | C5, Mouse, mAb BB5.1 | 5 mg | Frozen sections, Functional studies, Immuno assays, Immuno fluorescence, Immuno precipitation, Paraffin sections |  | The monoclonal antibody BB5.1 binds the fifth component of mouse complement (C5). The complement system is a group of plasma and cell membrane proteins that play a key role in the immune system. All three pathways (classical, alternative &amp; lectin) lead to the cleavage of C3 and eventually the formation of the cytolytic membrane attack complex C5b-9. If the activation cascade is allowed to proceed beyond the cleaving of C3 into C3a and C3b, an additional C3b molecule binds to the C3 convertases. This generates the C5 convertase (C3bBbC3b for the alternative pathway and C4bC2bC3b for the classical and lectin pathways). C5 convertase cleaves C5, releases the potent anaphylactic peptide C5a and generates C5b. C5b can initiate the terminal pathway , which recruits the components C6, C7, C8 and C9 to the surface of the target and inserts the C9 complex as a pore (termed the terminal complement complex) into the membrane. C5a is the most potent anaphylatoxin and a powerful chemotaxin for neutrophils and monocytes, with the ability to promote margination, extravasation, and activation of these cells. Thus, blocking C5 may be required for optimal inhibition of the inflammatory response. At the same time, inhibition of the complement cascade at C5 does not impair the generation of C3b through the classical and alternative pathways, preserving C3b-mediated opsonization of pathogenic microorganisms as well as opsonization and solubilization of immune complexes. C5 is synthesised in the liver as a single polypeptide chain and is present in serum in a concentration of 50-80 µm/ml. Before secretion the molecule is glycosylated and secreted into plasma as a 190 kDa glycoprotein consisting of a disulphide linked alpha-chain (111 kDa) and beta-chain (75 kDa). Monoclonal antibody BB5.1 has been shown to precipitate the two chains of C5 from normal mouse serum and inhibited C5-dependent hemolysis in a functional complement test. Furthermore, BB5.1 administration completely inhibits terminal complement activity in murine models for antibody-mediated rejection (AMR) during heart and kidney transplantation. In another mouse model, both pre-treatment as well as intervention with monoclonal antibody BB5.1 attenuates disease development during anti-MPO IgG-induced glomerulonephritis. Blockage of C5 activation by BB5.1 protects against renal ischemia-reperfusion injury by inhibition of late apoptosis and inflammation. In Lupus disease, combination therapy of anti-IL-10/anti-C5 (BB5.1) can both prevent and reduce the effect of the humoral immune response | Monoclonal antibodies | 5 mg 0.2 μm filtered protein G purified antibody solution in PBS with a concentration of at least 0.5 mg/ml (exact concentration is indicated on the label). The endotoxin concentration is < 24 EU/mg, determined with HIT302 LAL Assay. | Dilutions to be used depend on detection system applied. It is recommended that users test the reagent and determine their own optimal dilutions. The typical starting working dilution is 1:50. | Purified C5 | Mouse IgG1 | Mouse | 1. Frei, Y et al; Generation of a monoclonal antibody to mouse C5 application in an ELISA assay for detection of anti-C5 antibodies. Mol Cell Probes 1987, 1: 141 2. Thurman, J et al; C3a is required for the production of CXC chemokines by tubular epithelial cells after renal ischemia/reperfusion. J Immunol 2007, 178: 1819 3. Mihai, S et al; The alternative pathway of complement activation is critical for blister induction in experimental epidermolysis bullosa acquisita. J Immunol 2007, 178: 6514 4. Wang, H et al; Inhibition of terminal complement components in presensitized transplant recipients prevents antibody-mediated rejection leading to long-term graft survival and accommodation. J Immunol 2007, 179: 4451 5. Huugen, D et al; Inhibition of complement factor C5 protects against antimyeloperoxidase antibody-mediated glomerulonephritis in mice. Kidney Int 2007, 71: 646 6. Nilsson, K et al. Enhanced susceptibility to low-dose collagen-induced arthritis in CR1/2-deficient female mice – possible role of estrogen on CR1 expression. Faseb 2009, 23: 2450 7. Copland, D et al. Systemic and local anti-C5 therapy reduces the disease severity in experimental autoimmune uveoretinitis. Clin exp immunol 2010, 159:303 8. Pavlovski, D et al; Generation of complement component C5a by ischemic neurons promotes neuronal apoptosis, Faseb 2012, 26: 3680 | Product should be stored at 4 °C. Under recommended storage conditions, product is stable for at least one year. | For research use only. Not for use in or on humans or animals or for diagnostics. It is the responsibility of the user to comply with all local/state and federal rules in the use of this product. Hycult Biotech is not responsible for any patent infringements that might result with the use or derivation of this product. | FS: ex vivo: 50 µg mAb / ml serum; in vivo: BALB/c mice 40 mg mAb/kg/day, 0-2 days followed by twice a week. IA: Wells were coated with 2-4 µg purified BB5.1 in PBS as coat antibody for use in ELISA. IP: Mouse serum was pre-adsorbed with αmouse-Ig affinity gel and prot-A-sepharose for 30 min at RT. Then C5 was precipitated with BB5.1 (10 µg mAb/ml followed by prot-A sepharose for 1h). Precipitated samples were analysed on 7% SDS/PAGE. | Complement C5, Hemolytic complement Gene name: C5
https://www.hycultbiotech.com/products/types/hm1073-10mg | C5, Mouse, mAb BB5.1 | 10 mg | Frozen sections, Functional studies, Immuno assays, Immuno fluorescence, Immuno precipitation, Paraffin sections |  | The monoclonal antibody BB5.1 binds the fifth component of mouse complement (C5). The complement system is a group of plasma and cell membrane proteins that play a key role in the immune system. All three pathways (classical, alternative &amp; lectin) lead to the cleavage of C3 and eventually the formation of the cytolytic membrane attack complex C5b-9. If the activation cascade is allowed to proceed beyond the cleaving of C3 into C3a and C3b, an additional C3b molecule binds to the C3 convertases. This generates the C5 convertase (C3bBbC3b for the alternative pathway and C4bC2bC3b for the classical and lectin pathways). C5 convertase cleaves C5, releases the potent anaphylactic peptide C5a and generates C5b. C5b can initiate the terminal pathway , which recruits the components C6, C7, C8 and C9 to the surface of the target and inserts the C9 complex as a pore (termed the terminal complement complex) into the membrane. C5a is the most potent anaphylatoxin and a powerful chemotaxin for neutrophils and monocytes, with the ability to promote margination, extravasation, and activation of these cells. Thus, blocking C5 may be required for optimal inhibition of the inflammatory response. At the same time, inhibition of the complement cascade at C5 does not impair the generation of C3b through the classical and alternative pathways, preserving C3b-mediated opsonization of pathogenic microorganisms as well as opsonization and solubilization of immune complexes. C5 is synthesised in the liver as a single polypeptide chain and is present in serum in a concentration of 50-80 µm/ml. Before secretion the molecule is glycosylated and secreted into plasma as a 190 kDa glycoprotein consisting of a disulphide linked alpha-chain (111 kDa) and beta-chain (75 kDa). Monoclonal antibody BB5.1 has been shown to precipitate the two chains of C5 from normal mouse serum and inhibited C5-dependent hemolysis in a functional complement test. Furthermore, BB5.1 administration completely inhibits terminal complement activity in murine models for antibody-mediated rejection (AMR) during heart and kidney transplantation. In another mouse model, both pre-treatment as well as intervention with monoclonal antibody BB5.1 attenuates disease development during anti-MPO IgG-induced glomerulonephritis. Blockage of C5 activation by BB5.1 protects against renal ischemia-reperfusion injury by inhibition of late apoptosis and inflammation. In Lupus disease, combination therapy of anti-IL-10/anti-C5 (BB5.1) can both prevent and reduce the effect of the humoral immune response. | Monoclonal antibodies | 10 mg 0.2 μm filtered protein G purified antibody solution in PBS with a concentration of at least 0.5 mg/ml (exact concentration is indicated on the label). The endotoxin concentration is < 24 EU/mg, determined with HIT302 LAL Assay. | Dilutions to be used depend on detection system applied. It is recommended that users test the reagent and determine their own optimal dilutions. The typical starting working dilution is 1:50. | Purified C5 | Mouse IgG1 | Mouse | 1. Frei, Y et al; Generation of a monoclonal antibody to mouse C5 application in an ELISA assay for detection of anti-C5 antibodies. Mol Cell Probes 1987, 1: 141 2. Thurman, J et al; C3a is required for the production of CXC chemokines by tubular epithelial cells after renal ischemia/reperfusion. J Immunol 2007, 178: 1819 3. Mihai, S et al; The alternative pathway of complement activation is critical for blister induction in experimental epidermolysis bullosa acquisita. J Immunol 2007, 178: 6514 4. Wang, H et al; Inhibition of terminal complement components in presensitized transplant recipients prevents antibody-mediated rejection leading to long-term graft survival and accommodation. J Immunol 2007, 179: 4451 5. Huugen, D et al; Inhibition of complement factor C5 protects against antimyeloperoxidase antibody-mediated glomerulonephritis in mice. Kidney Int 2007, 71: 646 6. Nilsson, K et al. Enhanced susceptibility to low-dose collagen-induced arthritis in CR1/2-deficient female mice – possible role of estrogen on CR1 expression. Faseb 2009, 23: 2450 7. Copland, D et al. Systemic and local anti-C5 therapy reduces the disease severity in experimental autoimmune uveoretinitis. Clin exp immunol 2010, 159:303 8. Pavlovski, D et al; Generation of complement component C5a by ischemic neurons promotes neuronal apoptosis, Faseb 2012, 26: 3680 | Product should be stored at 4 °C. Under recommended storage conditions, product is stable for one year. | For research use only. Not for use in or on humans or animals or for diagnostics. It is the responsibility of the user to comply with all local/state and federal rules in the use of this product. Hycult Biotech is not responsible for any patent infringements that might result with the use or derivation of this product. | FS: ex vivo: 50 µg mAb / ml serum; in vivo: BALB/c mice 40 mg mAb/kg/day, 0-2 days followed by twice a week. IA: Wells were coated with 2-4 µg purified BB5.1 in PBS as coat antibody for use in ELISA. IP: Mouse serum was pre-adsorbed with αmouse-Ig affinity gel and prot-A-sepharose for 30 min at RT. Then C5 was precipitated with BB5.1 (10 µg mAb/ml followed by prot-A sepharose for 1h). Precipitated samples were analysed on 7% SDS/PAGE. | Complement C5, Hemolytic complement Gene name: C5
https://www.hycultbiotech.com/products/types/hm1073-100ug | C5, Mouse, mAb BB5.1 | 100 µg | Frozen sections, Functional studies, Immuno assays, Immuno fluorescence, Immuno precipitation, Paraffin sections |  | The monoclonal antibody BB5.1 binds the fifth component of mouse complement (C5). The complement system is a group of plasma and cell membrane proteins that play a key role in the immune system. All three pathways (classical, alternative &amp; lectin) lead to the cleavage of C3 and eventually the formation of the cytolytic membrane attack complex C5b-9. If the activation cascade is allowed to proceed beyond the cleaving of C3 into C3a and C3b, an additional C3b molecule binds to the C3 convertases. This generates the C5 convertase (C3bBbC3b for the alternative pathway and C4bC2bC3b for the classical and lectin pathways). C5 convertase cleaves C5, releases the potent anaphylactic peptide C5a and generates C5b. C5b can initiate the terminal pathway , which recruits the components C6, C7, C8 and C9 to the surface of the target and inserts the C9 complex as a pore (termed the terminal complement complex) into the membrane. C5a is the most potent anaphylatoxin and a powerful chemotaxin for neutrophils and monocytes, with the ability to promote margination, extravasation, and activation of these cells. Thus, blocking C5 may be required for optimal inhibition of the inflammatory response. At the same time, inhibition of the complement cascade at C5 does not impair the generation of C3b through the classical and alternative pathways, preserving C3b-mediated opsonization of pathogenic microorganisms as well as opsonization and solubilization of immune complexes. C5 is synthesised in the liver as a single polypeptide chain and is present in serum in a concentration of 50-80 µm/ml. Before secretion the molecule is glycosylated and secreted into plasma as a 190 kDa glycoprotein consisting of a disulphide linked alpha-chain (111 kDa) and beta-chain (75 kDa). Monoclonal antibody BB5.1 has been shown to precipitate the two chains of C5 from normal mouse serum and inhibited C5-dependent hemolysis in a functional complement test. Furthermore, BB5.1 administration completely inhibits terminal complement activity in murine models for antibody-mediated rejection (AMR) during heart and kidney transplantation. In another mouse model, both pre-treatment as well as intervention with monoclonal antibody BB5.1 attenuates disease development during anti-MPO IgG-induced glomerulonephritis. Blockage of C5 activation by BB5.1 protects against renal ischemia-reperfusion injury by inhibition of late apoptosis and inflammation. In Lupus disease, combination therapy of anti-IL-10/anti-C5 (BB5.1) can both prevent and reduce the effect of the humoral immune response. | Monoclonal antibodies | 1 ml (100 μg/ml) 0.2 μm filtered protein G purified antibody solution in PBS and 0.1% BSA. | Dilutions to be used depend on detection system applied. It is recommended that users test the reagent and determine their own optimal dilutions. The typical starting working dilution is 1:50. | Purified C5 | Mouse IgG1 | Mouse | 1. Frei, Y et al; Generation of a monoclonal antibody to mouse C5 application in an ELISA assay for detection of anti-C5 antibodies. Mol Cell Probes 1987, 1: 141 2. Thurman, J et al; C3a is required for the production of CXC chemokines by tubular epithelial cells after renal ischemia/reperfusion. J Immunol 2007, 178: 1819 3. Mihai, S et al; The alternative pathway of complement activation is critical for blister induction in experimental epidermolysis bullosa acquisita. J Immunol 2007, 178: 6514 4. Wang, H et al; Inhibition of terminal complement components in presensitized transplant recipients prevents antibody-mediated rejection leading to long-term graft survival and accommodation. J Immunol 2007, 179: 4451 5. Huugen, D et al; Inhibition of complement factor C5 protects against antimyeloperoxidase antibody-mediated glomerulonephritis in mice. Kidney Int 2007, 71: 646 6. Nilsson, K et al. Enhanced susceptibility to low-dose collagen-induced arthritis in CR1/2-deficient female mice – possible role of estrogen on CR1 expression. Faseb 2009, 23: 2450 7. Copland, D et al. Systemic and local anti-C5 therapy reduces the disease severity in experimental autoimmune uveoretinitis. Clin exp immunol 2010, 159:303 8. Pavlovski, D et al; Generation of complement component C5a by ischemic neurons promotes neuronal apoptosis, Faseb 2012, 26: 3680 | Product should be stored at 4 °C. Under recommended storage conditions, product is stable for one year. | For research use only. Not for use in or on humans or animals or for diagnostics. It is the responsibility of the user to comply with all local/state and federal rules in the use of this product. Hycult Biotech is not responsible for any patent infringements that might result with the use or derivation of this product. | FS: ex vivo: 50 µg mAb / ml serum; in vivo: BALB/c mice 40 mg mAb/kg/day, 0-2 days followed by twice a week. IA: Wells were coated with 2-4 µg purified BB5.1 in PBS as coat antibody for use in ELISA. IP: Mouse serum was pre-adsorbed with αmouse-Ig affinity gel and prot-A-sepharose for 30 min at RT. Then C5 was precipitated with BB5.1 (10 µg mAb/ml followed by prot-A sepharose for 1h). Precipitated samples were analysed on 7% SDS/PAGE. | Complement C5, Hemolytic complement Gene name: C5
https://www.hycultbiotech.com/products/types/hm1072-100ug | C3a, Mouse, mAb 3/11 | 100 µg | Flow cytometry, Functional studies, Immuno assays, Western blot |  | The monoclonal antibody 3/11 recognizes C3a, an activated fragment of the complement protein C3, a 190 kDa protein which is the most abundant complement protein in serum. C3 is the third component of the complement system and plays a central role in the complement cascade. The three pathways of compliment activation come together- at this key molecule. Cleavage of the pivotal complement component C3 results in the generation of a set of effector molecules which have diverse biological functions. The cleavage product C3b promotes complement acrtivation and the subsequent formation of the membrane attack complex. C3a, the small (ca. 10 kDa) cleavage product possesses anaphylatoxic as well as immunoregulatory- properties. It exerts its function through a specific receptor (C3aR), which belongs to the G-protein coupled receptor family. Expression of C3aR- has been reported in many cell types including myeloid and non-myeloid cells. Expression of C3aR on haematopoietic stem/progenitor cells has been shown to promote the trafficking/homing of these cells to the BM. Engagement of C3aR on DCs and T cells has been shown to up-regulate these cell functions. The monoclonal antibody 3/11 reacts specifically with the C3a anaphylatoxin, providing a tool for monitoring acute complement activation (C3a generation) in experimental mouse models. | Monoclonal antibodies | 1 ml (100 µg/ml) 0.2 µm filtered antibody solution in PBS, and 0.1% bovine serum albumin. | For Western blotting (non-reduced) dilutions to be used depend on detection system applied. It is recommended that users test the reagent and determine their own optimal dilutions. The typical starting working dilution is 1:50. | Purified mouse C3 | Rat IgG2a | Mouse | 1. Mastellos, D et al; Novel monoclonal antibodies against mouse C3 interfering with complement activation: description of fine specificity and applications to various immunoassays. Mol Immunol 2004, 40: 1213 2. Markiewski, M et al; C3a and C3b activation products of the third component of complement (C3) are critical for normal liver recovery after toxic injury. J Immunol 2004, 173: 747 3. Park, J et al; Complement activation is critical to airway hyperresponsiveness after acute ozone exposure. Am J Respir Crit Care Med 2004, 169: 726 4. Nozaki, M et al; Drusen complement components C3a and C5a promote choroidal neovascularization. PNAS 2006, 103: 2328 5. Pritchard, M et al; Differential contributions of C3, C5 and decay accelerating factor to ethanol-induced fatty liver in mice. Gastroenterology 2007, 132:1117 | Product should be stored at 4 °C. Under recommended storage conditions, product is stable for one year. | For research use only. Not for use in or on humans or animals or for diagnostics. It is the responsibility of the user to comply with all local/state and Federal rules in the use of this product. Hycult Biotech is not responsible for any patent infringements that might result with the use of or derivation of this product. | IA: Plates were coated with goat anti rat IgG-Fc antibody, then incubated with 1:100 hybridoma supernatant to form capture complex for C3a. FS: Antibody 3/11 functions as an antagonist. The antibody can be used to block C3a (Ref.4). W: A non-reduced sample treatment and 7.5% polyacrylamide gel was used. Proteins were blotted on nitrocellulose, blocked with 5% skimmed milk and incubated with 1:10 culturesupernatant for 1h at RT. The band size of the entire C3 molecule is 190 kDa (Ref.1).
https://www.hycultbiotech.com/products/types/hm1065-100ug | C3b/iC3b/C3c, Mouse, mAb 2/11 | 100 µg | Flow cytometry, Frozen sections, Functional studies, Immuno assays, Immuno fluorescence, Western blot |  | The monocolonal antibody 2/11 recognizes activated fragments of the mouse complement protein C3. The complement system is an important part of the humoral response in innate immunity, consisting of three different pathways. The third complement component, C3, is central to the classical, alternative and lectin pathways of complement activation. Activation products of the complement cascade contain neo-epitopes that are not present in the individual native components. The synthesis of C3 is tissue-specific and is modulated in response to a variety of stimulatory agents. C3 is the most abundant protein of the complement system with serum protein levels of about 1.3 mg/ml. An inherited deficiency of C3 predisposes the person to frequent assaults of bacterial infections. In ulcerative colitis, and idiopathic chronic inflammatory bowel disease, the deposition of C3 in the diseased mucosa has been reported. Proteolysis by certain enzymes results in the cleavage of C3 into C3a and C3b. C3b becomes attached to immune complexes and is further cleaved into iC3b, C3c, C3dg and C3f. The monoclonal antibody 2/11 is specific for cleaved C3 fragments C3b, iC3b, and C3c, and for activated C3. Therefore, positive reactivity in tissues is associated with activation of he complement cascade and C3 cleavage. In case of an acute inflammatory reaction lots of C3 are processed into the products recognized by 2/11 and is as such useful as marker for inflammatory reaction. In chronic inflammatory conditions minimal reactivity with 2/11 may observed. In such cases primarily the C3dg product resides at the place of inflammation (C3c being cleared) which is not recognized by antibody 2/11. The chronic processing/activation of C3 is taking place at a lower level, which would reduce detection of the C3 fragments C3b, iC3b, and C3c. Next to detection of C3 fragments C3b, iC3b, and C3c, the monoclonal antibody 2/11 inhibits the hemolytic activity of mouse complement in a dose-dependent manner. | Monoclonal antibodies | 1 ml (100 μg/ml) 0.2 μm filtered protein G purified antibody solution in PBS, containing 0.1% bovine serum. | Dilutions to be used depend on detection system applied. It is recommended that users test the reagent and determine their own optimal dilutions. The typical starting working dilution is 1:50. | Mouse C3 | Rat IgG1 | Mouse | 1. Mastellos, D et al; Novel monoclonal antibodies against mouse C3 interfering with complement activation: description of fine specificity and applications to various immunoassays. Mol Immunol 2004, 40: 1213 2. Markiewski, M et al; C3a and C3b activation products of the third component of complement (C3) are critical for normal liver recovery after toxic injury. J Immunol 2004, 173: 747 3. Markiewski, M et al; Modulation of the antitumor immune response by complement. Nat Immunol 2008, 9: 1225 | Product should be stored at 4 °C. Under recommended storage conditions, product is stable for one year. | For research use only. Not for use in or on humans or animals or for diagnostics. It is the responsibility of the user to comply with all local/state and Federal rules in the use of this product. Hycult Biotech is not responsible for any patent infringements that might result with the use of or derivation of this product. | F: Fixation of sections in acetone for 5‘, pretreatment with 3% hydrogen peroxide in methanol at RT to quench endogenous peroxidases. As negative control, sections from C3-deficient mice were used. (Ref.1) FC: Mouse splenocytes were incubated with autologous, freshly drawn mouse serum to fix the C3 fragments before staining. As negative control splenocytes of C3 deficient mice was used. Antibody 2/11stains the neoantigenic site on the C3 activation fragments. (Ref.1) FS: Antibody 2/11 inhibits hemolysis in a dose-dependent manner. (Ref.1) W: A non-reduced sample treatment and SDS-PAGE was used. The band size is 150 kDa (Ref.1). IA: Supernatant of antibody 2/11 was incubated on anti-rat IgG Fc coated plates. After incubation with sample, HRP-conjugated polyclonal goat anti-mouse C3 was used for detection. (Ref.1)
https://www.hycultbiotech.com/products/types/hm1063-500ug | Collagen II, Mouse, mAb M2139, functional study antibody, low endotoxin | 0.5 mg | Functional studies, Immuno assays, Paraffin sections |  | The monoclonal antibody M2139 reacts with the J1 epitope (triple helical position 551-564) of collagen type II. Collagen is a structural protein in bone, cartillage and connective tissue. Collagen type II (CII) is the major collagen of the nucleus pulposa (a component of spine), cartilage and vitreous (a component of the eye). The most commonly used animal model for rheumatoid arthritis (RA) is the collagen-induced arthritis (CIA). Transfer of collagen type II specific monoclonal antibodies induces an acute form of arthritis (collagen type II antibody induced arthritis, CAIA). The monocolonal antibody M2139 has been shown to induce CAIA in naïve mice after injection of lipopolysacharide (LPS). However, in combination with the monoclonal antibody CIIC1, binding to the C1 epitope of CII, the pair of monoclonal antibodies induce arthritis in different strains of mice without any other stimulants. The presence of secondary stimulus, LPS, increases the disease incidence and severity. | Monoclonal antibodies | 0.5 mg 0.2 μm filtered protein G purified antibody solution in PBS with a concentration of at least 0.5 mg/ml. The endotoxin concentration is < 24 EU/mg, determined with HIT302 LAL Assay. | Dilutions to be used depend on detection system applied. It is recommended that users test the reagent and determine their own optimal dilutions. The typical starting working dilution is 1:25. For functional studies, in vitro dilutions have to be optimized in user’s experimental setting. |  | Mouse IgG2b | Mouse | 1. Nandakumar, K et al; Collagen Type II-specific monoclonal antibody-induced arthritis in mice. Description of the disease and the influence of age, sex and genes. Am J Pathol 2003, 163: 1827 2. Nandakumar, K et al; Collagen type II (CII)-specific antibodies induce arthritis in the absence of T or B cells but the arthritis progression is enhanced by CII-reactive T cells. Arthritis Res Ther 2004, 6: R544 3. Cook, A et al; Urokinase-type plasminogen activator and arthritis progression: role in systemic disease with immune complex involvement. Arthritis Research & Therapy 2010, 12:R37 | Product should be stored at 4°C. Under recommended storage conditions, product is stable for at least one year. | For research use only. Not for use in or on humans or animals or for diagnostics. It is the responsibility of the user to comply with all local/state and Federal rules in the use of this product. Hycult Biotech is not responsible for any patent infringements that might result with the use of or derivation of this product. | FS: M2139 supresses the self-assembly of CII into fibrils (ref. 2)
https://www.hycultbiotech.com/products/types/hm1063-100ug | Collagen II, Mouse, mAb M2139 | 100 µg | Functional studies, Immuno assays, Paraffin sections |  | The monoclonal antibody M2139 reacts with the J1 epitope (triple helical position 551-564) of collagen type II. Collagen is a structural protein in bone, cartillage and connective tissue. Collagen type II (CII) is the major collagen of the nucleus pulposa (a component of spine), cartilage and vitreous (a component of the eye). The most commonly used animal model for rheumatoid arthritis (RA) is the collagen-induced arthritis (CIA). Transfer of collagen type II specific monoclonal antibodies induces an acute form of arthritis (collagen type II antibody induced arthritis, CAIA). The monocolonal antibody M2139 has been shown to induce CAIA in naïve mice after injection of lipopolysacharide (LPS). However, in combination with the monoclonal antibody CIIC1, binding to the C1 epitope of CII, the pair of monoclonal antibodies induce arthritis in different strains of mice without any other stimulants. The presence of secondary stimulus, LPS, increases the disease incidence and severity. | Monoclonal antibodies | 1 ml (100 μg/ml) 0.2 μm filtered protein G purified antibody solution in PBS, containing 0.1% bovine serum albumin. | Dilutions to be used depend on detection system applied. It is recommended that users test the reagent and determine their own optimal dilutions. The typical starting working dilution is 1:25. For functional studies, in vitro dilutions have to be optimized in user’s experimental setting. |  | Mouse IgG2b | Mouse | 1. Nandakumar, K et al; Collagen Type II-specific monoclonal antibody-induced arthritis in mice. Description of the disease and the influence of age, sex and genes. Am J Pathol 2003, 163: 1827 2. Nandakumar, K et al; Collagen type II (CII)-specific antibodies induce arthritis in the absence of T or B cells but the arthritis progression is enhanced by CII-reactive T cells. Arthritis Res Ther 2004, 6: R544 3. Cook, A et al; Urokinase-type plasminogen activator and arthritis progression: role in systemic disease with immune complex involvement. Arthritis Research & Therapy 2010, 12:R37 | Product should be stored at 4°C. Under recommended storage conditions, product is stable for at least one year. | For research use only. Not for use in or on humans or animals or for diagnostics. It is the responsibility of the user to comply with all local/state and Federal rules in the use of this product. Hycult Biotech is not responsible for any patent infringements that might result with the use of or derivation of this product. | FS: M2139 suppresses the self-assembly of CII into fibrils (Ref. 2)
https://www.hycultbiotech.com/products/types/hm1062-500ug | Collagen II, Mouse, mAb CIIC1, functional study antibody, low endotoxin | 0.5 mg | Frozen sections, Functional studies, Immuno assays, Paraffin sections |  | The monoclonal antibody CIICI reacts with the C1 epitope (triple helical position 358-364) of collagen type II. Collagen is a structural protein in bone, cartillage and connective tissue. Collagen type II (CII) is the major collagen of the nucleus pulposa (a component of spine), cartilage and vitreous (a component of the eye). The most commonly used animal model for rheumatoid arthritis (RA) is the collagen-induced arthritis (CIA). Transfer of collagen type II specific monoclonal antibodies induces an acute form of arthritis (collagen type II antibody induced arthritis, CAIA). The monocolonal antibody CIIC1 has been shown to induce CAIA in naïve mice after injection of lipopolysacharide (LPS). However, in combination with the monoclonal antibody M2139, binding to the J1 epitope of CII, the pair of monoclonal antibodies induce arthritis in different strains of mice without any other stimulants. The presence of secondary stimulus, LPS, increases the disease incidence and severity. The monoclonal antibody CIIC1 is cross reactive with rat, bovine, chicken and human CII. | Monoclonal antibodies | 0.5 mg 0.2 μm filtered protein G purified antibody solution in PBS with a concentration of at least 0.5 mg/ml. The endotoxin concentration is < 24 EU/mg, determined with HIT302 LAL Assay. | For immunohistology dilutions to be used depend on detection system applied. It is recommended that users test the reagent and determine their own optimal dilutions. The typical starting working dilution is 1:10. |  | Mouse IgG2a | Mouse | 1. Nandakumar, K et al; Collagen Type II-specific monoclonal antibody-induced arthritis in mice. Description of the disease and the influence of age, sex and genes. Am J Pathol 2003, 163: 1827 2. Nandakumar, K et al; Collagen type II (CII)-specific antibodies induce arthritis in the absence of T or B cells but the arthritis progression is enhanced by CII-reactive T cells. Arthritis Res Ther 2004, 6: R544 | Product should be stored at 4 °C. Under recommended storage conditions, product is stable for one year. | For research use only. Not for use in or on humans or animals or for diagnostics. It is the responsibility of the user to comply with all local/state and Federal rules in the use of this product. Hycult Biotech is not responsible for any patent infringements that might result with the use of or derivation of this product. | The monoclonal antibody CIICI can be used for functional studies and for immunohistology on frozen and paraffin embedded sections. Furthermore the monoclonal antibody CIICI is useful in immunoassays as coating and detection.
https://www.hycultbiotech.com/products/types/hm1062-100ug | Collagen II, Mouse, mAb CIIC1 | 100 µg | Frozen sections, Functional studies, Immuno assays, Paraffin sections |  | The monoclonal antibody CIICI reacts with the C1 epitope (triple helical position 358-364) of collagen type II. Collagen is a structural protein in bone, cartillage and connective tissue. Collagen type II (CII) is the major collagen of the nucleus pulposa (a component of spine), cartilage and vitreous (a component of the eye). The most commonly used animal model for rheumatoid arthritis (RA) is the collagen-induced arthritis (CIA). Transfer of collagen type II specific monoclonal antibodies induces an acute form of arthritis (collagen type II antibody induced arthritis, CAIA). The monocolonal antibody CIIC1 has been shown to induce CAIA in naïve mice after injection of lipopolysacharide (LPS). However, in combination with the monoclonal antibody M2139, binding to the J1 epitope of CII, the pair of monoclonal antibodies induce arthritis in different strains of mice without any other stimulants. The presence of secondary stimulus, LPS, increases the disease incidence and severity. The monoclonal antibody CIIC1 is cross reactive with rat, bovine, chicken and human CII. | Monoclonal antibodies | 1 ml (100 µg/ml) 0.2 µm filtered antibody solution in PBS and 0.1% bovine serum albumin | For immunohistology dilutions to be used depend on detection system applied. It is recommended that users test the reagent and determine their own optimal dilutions. The typical starting working dilution is 1:10. |  | Mouse IgG2a | Mouse | 1. Nandakumar, K et al; Collagen Type II-specific monoclonal antibody-induced arthritis in mice. Description of the disease and the influence of age, sex and genes. Am J Pathol 2003, 163: 1827 2. Nandakumar, K et al; Collagen type II (CII)-specific antibodies induce arthritis in the absence of T or B cells but the arthritis progression is enhanced by CII-reactive T cells. Arthritis Res Ther 2004, 6: R544 | Product should be stored at 4 °C. Under recommended storage conditions, product is stable for one year. | For research use only. Not for use in or on humans or animals or for diagnostics. It is the responsibility of the user to comply with all local/state and Federal rules in the use of this product. Hycult Biotech is not responsible for any patent infringements that might result with the use of or derivation of this product. | The monoclonal antibody CIICI can be used for functional studies and for immunohistology on frozen and paraffin embedded sections. Furthermore the monoclonal antibody CIICI is useful in immunoassays as coating and detection.
https://www.hycultbiotech.com/products/types/hm1060-500ug | CD14, Mouse, mAb Sa14-2, functional study antibody, low endotoxin | 0.5 mg | Flow cytometry, Functional studies, Immuno fluorescence, Immuno precipitation, Western blot |  | The monoclonal antibody Sa14-2 reacts with the mouse monocyte marker CD14, a 53 kDa glycoprotein. CD14 is a glycophosphatidylinositol-linked protein, which is part of the LPS receptor complex. CD14 binds lipopolysaccharide (LPS) and as such, acts as a pattern recognition receptor (PRR). CD14 has also been suggested to mediate phagocytosis of bacteria an apoptotic cells. CD14 is involved in the endotoxin mediated release of Tumor Necrosis Factor-alpha by monocytic cells. CD14 is present on most monocytic and macrophage like cell types: monocytes, macrophages, Kupffer cells, pleural phagocytic cells and dendritic reticular cells. CD14 is present in low density on a subpopulation of granulocytes and activated or transformed B-cells. | Monoclonal antibodies | 0.5 mg 0.2 μm filtered protein G purified antibody solution in PBS with a concentration of at least 0.5 mg/ml. The endotoxin concentration is < 24 EU/mg, determined with HIT302 LAL Assay. | For flow cytometry and Western blotting dilutions to be used depend on detection system applied. It is recommended that users test the reagent and determine their own optimal dilutions. The typical starting working dilution is 1:50. | CD14 transfectant | Rat IgG2a | Mouse | Hajishengallis, G et al; Porphyromonas gingivalis fimbriae proactively modulate beta2 integrin adhesive activity and promote binding to and internalization by macrophages. Infect Immun 2006, 74: 5658 | Product should be stored at 4 °C. Under recommended storage conditions, product is stable for one year. | For research use only. Not for use in or on humans or animals or for diagnostics. It is the responsibility of the user to comply with all local/state and federal rules in the use of this product. Hycult Biotech is not responsible for any patent infringements that might result from the use or derivation of this product. |  | Monocyte differentiation antigen CD14
https://www.hycultbiotech.com/products/types/hm1060f-100ug | CD14, Mouse, mAb Sa14-2, FITC | 100 µg | Flow cytometry, Functional studies, Immuno fluorescence |  | The monoclonal antibody Sa14-2 recognizes the mouse monocyte marker CD14. The CD14 receptor is a pattern recognition molecule in the innate immune response against microorganisms and other exogenous and endogenous stress factors. CD14 was characterized as a receptor for LPS. The CD14 gene consists of two exons which code for a single mRNA that is translated into a protein of 375 amino acids. The CD14 protein is composed of eleven leucin-rich repeats, which are also found in TLR and which are important in PAMP binding. In contrast to TLR, however, CD14 lacks a transmembrane domain, and thus cannot initiate intracellular signal transduction by itself. The most important CD14 signaling co-receptor is toll-like receptor 4 (TLR4), which activates, among others, the nuclear factor κB (NF-κB) inflammatory pathway. The CD14 protein is processed in the endoplasmatic reticulum and expressed as a 55 kDa glycoprotein on the cell surface via a glycosylphosphatidyl (GPI) anchor. Like other GPI-anchored proteins, CD14 accumulates on the cell surface in microdomains known as lipid rafts. CD14 is expressed pre dominantly on the surface of 'myeloid' cells, such as monocytes, macrophages and neutrophils, but at lower levels also on epithelial cells, endothelial cells and fibroblasts. CD14 is also expressed in a soluble form (sCD14). sCD14 may result from secretion of the protein before coupling to the GPI anchor or from shedding or cleavage from the surface of monocytes. sCD14 is present in the circulation and other body fluids and levels of sCD14 in plasma increase during inflammation and infection. CD14 is a molecule with a broad range of functions. In addition to functioning as a pattern recognition receptor for a variety of microbial ligands, CD14 also acts as a receptor for endogenous molecules like intercellular adhesion molecule (ICAM)-3 on the surface of apoptotic cells, amyloid peptid, ceramide, and urate crystals. Ligation of CD14 by these ligands, except for apoptotic cells, mediates activation of inflammatory responses. | Monoclonal antibodies | 1 ml (100 μg/ml) 0.2 μm protein G purified FITC conjugated antibody solution in PBS, containing 1% bovine serum albumin and 0.02% sodium azide. | Dilutions to be used depend on detection system applied. It is recommended that users test the reagent and determine their own optimal dilutions. The typical starting working dilution is 1:50. | CD14 transfectant | Rat IgG2a | Mouse | 1. Akashi, S et al; Lipopolysaccharide interaction with cell surface Toll-like receptor 4-MD-2: higher affinity than that with MD-2 or CD14. I. Exp. Med. 2003, 198:1035-1042 2. Hajishengallis, G et al; Porphyromonas gingivalis fimbriae proactively modulate beta2 integrin adhesive activity and promote binding to and internalization by macrophages. Infect Immun 2006, 74: 5658 3. Kiyokawa, T et al. A single base mutation in the PRAT4A gene reveals differential interaction of PRAT4A with Toll-like receptors. Int Immunol 2008, 20:1407-1415 4. Wilkinson, T et al; Trappin-2 promotes early clearance of pseudomonas aeruginosa through CD14-dependent macrophage activation and neutrophil recruitment. Am J Pathol 2009, 174: 1338 | Product should be stored at 4 °C. Under recommended storage conditions, product is stable for at least one year. | For research use only. Not for use in or on humans or animals or for diagnostics. It is the responsibility of the user to comply with all local/state and federal rules in the use of this product. Hycult Biotech is not responsible for any patent infringements that might result from the use or derivation of this product. |  | Monocyte differentiation antigen CD14, Myeloid cell-specific leucine-rich glycoprotein, CD14 Gene name: Cd14
https://www.hycultbiotech.com/products/types/hm1060-100ug | CD14, Mouse, mAb Sa14-2 | 100 µg | Flow cytometry, Functional studies, Immuno fluorescence, Immuno precipitation, Western blot |  | The monoclonal antibody Sa14-2 recognizes the mouse monocyte marker CD14. The CD14 receptor is a pattern recognition molecule in the innate immune response against microorganisms and other exogenous and endogenous stress factors. CD14 was characterized as a receptor for LPS. The CD14 gene consists of two exons which code for a single mRNA that is translated into a protein of 375 amino acids. The CD14 protein is composed of eleven leucin-rich repeats, which are also found in TLR and which are important in PAMP binding. In contrast to TLR, however, CD14 lacks a transmembrane domain, and thus cannot initiate intracellular signal transduction by itself. The most important CD14 signaling co-receptor is toll-like receptor 4 (TLR4), which activates, among others, the nuclear factor κB (NF-κB) inflammatory pathway. The CD14 protein is processed in the endoplasmatic reticulum and expressed as a 55 kDa glycoprotein on the cell surface via a glycosylphosphatidyl (GPI) anchor. Like other GPI-anchored proteins, CD14 accumulates on the cell surface in microdomains known as lipid rafts. CD14 is expressed pre dominantly on the surface of 'myeloid' cells, such as monocytes, macrophages and neutrophils, but at lower levels also on epithelial cells, endothelial cells and fibroblasts. CD14 is also expressed in a soluble form (sCD14). sCD14 may result from secretion of the protein before coupling to the GPI anchor or from shedding or cleavage from the surface of monocytes. sCD14 is present in the circulation and other body fluids and levels of sCD14 in plasma increase during inflammation and infection. CD14 is a molecule with a broad range of functions. In addition to functioning as a pattern recognition receptor for a variety of microbial ligands, CD14 also acts as a receptor for endogenous molecules like intercellular adhesion molecule (ICAM)-3 on the surface of apoptotic cells, amyloid peptid, ceramide, and urate crystals. Ligation of CD14 by these ligands, except for apoptotic cells, mediates activation of inflammatory responses. | Monoclonal antibodies | 1 ml (100 µg/ml) 0.2 µm filtered antibody solution in PBS, containing 0.1% bovine serum albumin. | For immunohistochemistry, flow cytometry and Western blotting, dilutions to be used depend on detection system applied. It is recommended that users test the reagent and determine their own optimal dilutions. The typical starting working dilution is 1:50. For functional studies, in vitro dilutions have to be optimized in user&rsquo;s experimental setting. | CD14 transfectant | Rat IgG2a | Mouse | 1. Akashi, S et al; Lipopolysaccharide interaction with cell surface Toll-like receptor 4-MD-2: higher affinity than that with MD-2 or CD14. I. Exp. Med. 2003, 198:1035-1042 2. Hajishengallis, G et al; Porphyromonas gingivalis fimbriae proactively modulate beta2 integrin adhesive activity and promote binding to and internalization by macrophages. Infect Immun 2006, 74: 5658 3. Kiyokawa, T et al. A single base mutation in the PRAT4A gene reveals differential interaction of PRAT4A with Toll-like receptors. Int Immunol 2008, 20:1407-1415 4. Wilkinson, T et al; Trappin-2 promotes early clearance of pseudomonas aeruginosa through CD14-dependent macrophage activation and neutrophil recruitment. Am J Pathol 2009, 174: 1338 5. Bi, S et al. Galectin-9 binding to cell surface protein disulfide isomerase regulates the redox environment to enhance T-cell migration and HIV entry. PNAS 2011, 108:10650 | Product should be stored at 4 °C. Under recommended storage conditions, product is stable for at least one year. The exact expiry date is indicated on the label. | For research use only. Not for use in or on humans or animals or for diagnostics. It is the responsibility of the user to comply with all local/state and federal rules in the use of this product. Hycult Biotech is not responsible for any patent infringements that might result from the use or derivation of this product. |  | Monocyte differentiation antigen CD14
https://www.hycultbiotech.com/products/types/hm1057-100ug | JAM-C, Mouse, mAb CRAM-18F26 | 100 µg | Flow cytometry, Frozen sections, Functional studies, Immuno assays, Immuno precipitation |  | The monoclonal antibody CRAM-18 F26 recognizes junctional adhesion molecule-C (JAM-C) also known as JAM-2, a 45 kD cell adhesion molecule (CAM). JAM-C is a transmembrane protein which is a member of the immunoglobulin superfamily found at intercellular junctions of endothelial cells. JAM-C belongs together with JAM-A (JAM or JAM-1) and JAM-B (VE-JAM or JAM-3) to a family of adhesion proteins with a V-C2 immunoglobulin domain organization. JAM plays an important role in tight junctions where it is involved in cell-to-cell adhesion through homophilic interaction. It codistributes with other tight junction components as ZO-1, 7H6 antigen, cingulin and occludin. JAM-C is potentially involved in the junctional sealing of the vascular endothelium, in particular of high endothelial venules (HEV). In adult murine tissue JAM-C expression is reported to be restricted to high endothelial venules of lymphoid organs, lymphoendothelial cells and endothelial cells in kidney. Monoclonal antibody CRAM-18 F26 also reacts with human JAM-C. In humans, JAM-C expression is not restricted to endothelial cells, but is also expressed on human lymphocytes. | Monoclonal antibodies | 1 ml (100 µg/ml) 0.2 µm filtered antibody solution in PBS, containing 0.1% bovine serum albumin. | For immunohistology and flow cytometry, dilutions to be used depend on detection system applied. It is recommended that users test the reagent and determine their own optimal dilutions. The typical starting working dilution is 1:50. For inhibition of biological activity, dilutions have to be made according to the amounts of JAM-C to be inhibited. |  | Rat IgG2a | Mouse | 1. Aurrand-Lions, M et al; JAM-2, a novel immunoglobulin superfamily molecule, expressed by endothelial and lymphatic cells. J Biol Chem 2001, 276: 2733 2. Aurrand-Lions, M et al; Heterogeneity of endothelial junctions is reflected by differential expression and specific subcellular localization of the three JAM family members. Blood 2001, 98: 3699 3. Johnson-Leger, C et al; Junctional adhesion molecule-2 (JAM-2) promotes lymphocyte transendothelial migration. Blood 2002, 100: 2479 | Product should be stored at 4 °C. Under recommended storage conditions, product is stable for one year. | For research use only. Not for use in or on humans or animals or for diagnostics. It is the responsibility of the user to comply with all local/state and Federal rules in the use of this product. Hycult Biotech is not responsible for any patent infringements that might result with the use of or derivation of this product. | The monoclonal antibody CRAM-18 F26 can be used for immunoprecipitation, immunoassays as detector antibody, immunohistology on frozen sections and flow cytometry. Monoclonal antibody CRAM-18 F26 is also useful for inhibition of biological activity. The antibody cannot be used for Western blot and immunohistology on paraffin sections.
https://www.hycultbiotech.com/products/types/hm1054-500ug | TLR2, Mouse/Human, mAb T2.5, functional study antibody, low endotoxin | 0.5 mg | Flow cytometry, Frozen sections, Functional studies, Immuno assays, Immuno fluorescence, Immuno precipitation |  | The monoclonal antibody T2.5 recognizes human Toll-like receptor 2 (TLR2). Toll-like receptors (TLR) are highly conserved throughout evolution and have been implicated in the innate defense to many pathogens. At present, ligands for several of the TLR's, such as TLR2-6,9, have been identified, confirming their role in first line defense against invading microorganism. In mammals, TLRs are identified as type I transmembrane signaling receptors with an extracellular portion containing leucine-rich repeats with pattern recognition capabilities. Pathogen recognition by TLRs provokes rapid activation of innate immunity by inducing proliferation of proinflammatory cytokines and upregulation of costimulatory molecules and eventually toinitiation of adaptive immunity. TLR2 has been identified as a receptor that is central to the innate immune response to lipoproteins of Gram-negative bacteria, several whole Gram-positive bacteria, as well as a receptor for peptidoglycan and lipoteichoic acid and other bacterial cell membrane products. It is suggested that TLR2 is able to recognize such a wide variety of PAMPs (pathogen-specific molecular patterns) by forming heterodimers with other TLRs like e.g. TLR6.. TLR2 is essential for recognizing lipopeptides and lipoproteins from several microorganisms and also peptidoglycans derived from gram-positive bacteria. Bacterial species as diverse as mycobacteria, spirochetes, mycoplasma, Staphylococcus aureus, and Streptococcus pneumoniae have all been shown to mediate cellular activation via TLR2. | Monoclonal antibodies | 0.5 mg 0.2 μm filtered protein G purified antibody solution in PBS with a concentration of at least 0.5 mg/ml. The endotoxin concentration is < 24 EU/mg, determined with HIT302 LAL Assay. | Dilutions to be used depend on detection system applied. It is recommended that users test the reagent and determine their own optimal dilutions. The typical starting working dilution is 1:50. For functional studies, in vitro dilutions have to be optimized in user’s experimental setting. | Mouse TLR2 peptide | Mouse IgG1 | Human/Mouse | 1. Meng, G et al; Antagonistic antibody prevents toll-like receptor 2-driven lethal shock-like syndromes. J Clin Invest 2004, 113: 1473 2. Roura-Mir, C et al; Mycobacterium tuberculosis regulates CD1 antigen presentation pathways through TLR-2. J Immunol 2005, 175: 1758 3. Leemans, J et al; Renal-associated TLR2 mediates ischemia/reperfusion injury in the kidney. J Clin Invest 2005 115: 2894 4. Spiller, S et al; TLR4-induced IFN-γ production increases TLR2 sensitivity and drives Gram-negative sepsis in mice. JEM 2008, 205: 1747 5. Sutmuller, R et al; Toll-like receptor 2 controls expansion and function of regulatory T-cells. J Clin Invest 2006, 116:485 6. Brull, F et al; TLR2 activation is essential to induce a Th1 shift in human peripheral blood mononuclear cells by plant stanols and plant sterols. J Biol Chem 2010, 285:2951 7. Guan, Y et al; Human TLRs 10 and 1 share common mechanism of innate immune sensing but not signaling. J Immunol 2010, 184:5094 8. Stribos, E et al; Renal expression of Toll-like receptor 2 and 4: Dynamics in human allograft injury and comparison to rodents. Molecular Immunology 2015, 64: 82 9. Mason, L et al; Borrelia burgdorferi Induces TLR2-Mediated Migration of Activated Dendritic Cells in an Ex Vivo Human Skin Model. PLoS ONE 2016, 11: e0164040 10. Stoppelaar, S et al; Toll-Like Receptor Signalling Is Not Involved in Platelet Response to Streptococcus pneumoniae In Vitro or In Vivo. PLoS ONE 2016, 11: e0156977 | Product should be stored at 4 °C. Under recommended storage conditions, product is stable for one year. | For research use only. Not for use in or on humans or animals or for diagnostics. It is the responsibility of the user to comply with all local/state and federal rules in the use of this product. Hycult Biotech is not responsible for any patent infringements that might result from the use or derivation of this product. | IHC-F: 6 µm;m sections were fixed with aceton. Sections were blocked with goat serum and exposed o/n with T2.5. FC: 4*104 leukocytes/ml were stained for 30 minutes at 4 °C. FS: mice were injected i.p. with 1 mg T2.5, after 1h incubation mice were challenged;T2.5 5 µg/ml was added to cell culture. IP: 40 µm cleared protein was incubated with 2 µm T2.5 for 1h at 4 °C. IA: T2.5 as a detector. | TLR2, CD282, TIL4 Gene name: Tlr2
https://www.hycultbiotech.com/products/types/hm1054f-100ug | TLR2, Mouse/Human, mAb T2.5, FITC | 100 µg | Flow cytometry, Frozen sections, Functional studies, Immuno assays, Immuno fluorescence, Immuno precipitation |  | The monoclonal antibody T2.5 recognizes mouse Toll-like receptor 2 (TLR2). Toll-like receptors (TLR) are highly conserved throughout evolution and have been implicated in the innate defense to many pathogens. At present, ligands for several of the TLR's, such as TLR2-6,9, have been identified, confirming their role in first line defense against invading microorganism. In mammals, TLRs are identified as type I transmembrane signaling receptors with an extracellular portion containing leucine-rich repeats with pattern recognition capabilities. Pathogen recognition by TLRs provokes rapid activation of innate immunity by inducing proliferation of proinflammatory cytokines and upregulation of costimulatory molecules and eventually toinitiation of adaptive immunity. TLR2 has been identified as a receptor that is central to the innate immune response to lipoproteins of Gram-negative bacteria, several whole Gram-positive bacteria, as well as a receptor for peptidoglycan and lipoteichoic acid and other bacterial cell membrane products. It is suggested that TLR2 is able to recognize such a wide variety of PAMPs (pathogen-specific molecular patterns) by forming heterodimers with other TLRs like e.g. TLR6.. TLR2 is essential for recognizing lipopeptides and lipoproteins from several microorganisms and also peptidoglycans derived from gram-positive bacteria. Bacterial species as diverse as mycobacteria, spirochetes, mycoplasma, Staphylococcus aureus, and Streptococcus pneumoniae have all been shown to mediate cellular activation via TLR2. | Monoclonal antibodies | 1 ml (100 μg/ml) 0.2 μm filtered protein G purified FITC conjugated antibody solution in PBS, containing 0.02% sodium azide and 1% bovine serum albumin. | Dilutions to be used depend on detection system applied. It is recommended that users test the reagent and determine their own optimal dilutions. The typical starting working dilution is 1:50. For functional studies, in vitro dilutions have to be optimized in user’s experimental setting. | Mouse TLR2 peptide | Mouse IgG1 | Human/Mouse | 1. Meng, G et al; Antagonistic antibody prevents toll-like receptor 2-driven lethal shock-like syndromes. J Clin Invest 2004, 113: 1473 2. Roura-Mir, C et al; Mycobacterium tuberculosis regulates CD1 antigen presentation pathways through TLR-2. J Immunol 2005, 175: 1758 3. Leemans, J et al; Renal-associated TLR2 mediates ischemia/reperfusion injury in the kidney. J Clin Invest 2005 115: 2894 4. Spiller, S et al; TLR4-induced IFN-γ production increases TLR2 sensitivity and drives Gram-negative sepsis in mice. JEM 2008, 205: 1747 5. Sutmuller, R et al; Toll-like receptor 2 controls expansion and function of regulatory T-cells. J Clin Invest 2006, 116:485 6. Brull, F et al; TLR2 activation is essential to induce a Th1 shift in human peripheral blood mononuclear cells by plant stanols and plant sterols. J Biol Chem 2010, 285:2951 7. Guan, Y et al; Human TLRs 10 and 1 share common mechanism of innate immune sensing but not signaling. J Immunol 2010, 184:5094 8. Stribos, E et al; Renal expression of Toll-like receptor 2 and 4: Dynamics in human allograft injury and comparison to rodents. Molecular Immunology 2015, 64: 82 9. Mason, L et al; Borrelia burgdorferi Induces TLR2-Mediated Migration of Activated Dendritic Cells in an Ex Vivo Human Skin Model. PLoS ONE 2016, 11: e0164040 10. Stoppelaar, S et al; Toll-Like Receptor Signalling Is Not Involved in Platelet Response to Streptococcus pneumoniae In Vitro or In Vivo. PLoS ONE 2016, 11: e0156977 | Product should be stored at 4 °C. Under recommended storage conditions, product is stable for one year. | For research use only. Not for use in or on humans or animals or for diagnostics. It is the responsibility of the user to comply with all local/state and federal rules in the use of this product. Hycult Biotech is not responsible for any patent infringements that might result from the use or derivation of this product. | IHC-F: 6 µm;m sections were fixed with aceton. Sections were blocked with goat serum and exposed o/n with T2.5. FC: 4*104 leukocytes/ml were stained for 30 minutes at 4 °C. FS: mice were injected i.p. with 1 mg T2.5, after 1h incubation mice were challenged;T2.5 5 µg/ml was added to cell culture. IP: 40 µg cleared protein was incubated with 2 µg T2.5 for 1h at 4 °C. IA: T2.5 as a detector. | TLR2, CD282, TIL4 Gene name: Tlr2
https://www.hycultbiotech.com/products/types/hm1054-100ug | TLR2, Mouse/Human, mAb T2.5 | 100 µg | Flow cytometry, Frozen sections, Functional studies, Immuno assays, Immuno fluorescence, Immuno precipitation |  | The monoclonal antibody T2.5 recognizes human Toll-like receptor 2 (TLR2). Toll-like receptors (TLR) are highly conserved throughout evolution and have been implicated in the innate defense to many pathogens. At present, ligands for several of the TLR's, such as TLR2-6,9, have been identified, confirming their role in first line defense against invading microorganism. In mammals, TLRs are identified as type I transmembrane signaling receptors with an extracellular portion containing leucine-rich repeats with pattern recognition capabilities. Pathogen recognition by TLRs provokes rapid activation of innate immunity by inducing proliferation of proinflammatory cytokines and upregulation of costimulatory molecules and eventually toinitiation of adaptive immunity. TLR2 has been identified as a receptor that is central to the innate immune response to lipoproteins of Gram-negative bacteria, several whole Gram-positive bacteria, as well as a receptor for peptidoglycan and lipoteichoic acid and other bacterial cell membrane products. It is suggested that TLR2 is able to recognize such a wide variety of PAMPs (pathogen-specific molecular patterns) by forming heterodimers with other TLRs like e.g. TLR6. TLR2 is essential for recognizing lipopeptides and lipoproteins from several microorganisms and also peptidoglycans derived from gram-positive bacteria. Bacterial species as diverse as mycobacteria, spirochetes, mycoplasma, Staphylococcus aureus, and Streptococcus pneumoniae have all been shown to mediate cellular activation via TLR2. | Monoclonal antibodies | 1 ml (100 μg/ml) 0.2 μm filtered protein G purified antibody solution in PBS, containing 0.1% bovine serum albumin. The endotoxin concentration is < 24 EU/mg, determined with HIT302 LAL Assay. | Dilutions to be used depend on detection system applied. It is recommended that users test the reagent and determine their own optimal dilutions. The typical starting working dilution is 1:50. For functional studies, in vitro dilutions have to be optimized in user’s experimental setting. | Mouse TLR2 peptide | Mouse IgG1 | Human/Mouse | 1. Meng, G et al; Antagonistic antibody prevents toll-like receptor 2-driven lethal shock-like syndromes. J Clin Invest 2004, 113: 1473 2. Roura-Mir, C et al; Mycobacterium tuberculosis regulates CD1 antigen presentation pathways through TLR-2. J Immunol 2005, 175: 1758 3. Leemans, J et al; Renal-associated TLR2 mediates ischemia/reperfusion injury in the kidney. J Clin Invest 2005 115: 2894 4. Spiller, S et al; TLR4-induced IFN-γ production increases TLR2 sensitivity and drives Gram-negative sepsis in mice. JEM 2008, 205: 1747 5. Sutmuller, R et al; Toll-like receptor 2 controls expansion and function of regulatory T-cells. J Clin Invest 2006, 116:485 6. Brull, F et al; TLR2 activation is essential to induce a Th1 shift in human peripheral blood mononuclear cells by plant stanols and plant sterols. J Biol Chem 2010, 285:2951 7. Guan, Y et al; Human TLRs 10 and 1 share common mechanism of innate immune sensing but not signaling. J Immunol 2010, 184:5094 8. Stribos, E et al; Renal expression of Toll-like receptor 2 and 4: Dynamics in human allograft injury and comparison to rodents. Molecular Immunology 2015, 64: 82 9. Mason, L et al; Borrelia burgdorferi Induces TLR2-Mediated Migration of Activated Dendritic Cells in an Ex Vivo Human Skin Model. PLoS ONE 2016, 11: e0164040 10. Stoppelaar, S et al; Toll-Like Receptor Signalling Is Not Involved in Platelet Response to Streptococcus pneumoniae In Vitro or In Vivo. PLoS ONE 2016, 11: e0156977 | Product should be stored at 4 °C. Under recommended storage conditions, product is stable for one year. | For research use only. Not for use in or on humans or animals or for diagnostics. It is the responsibility of the user to comply with all local/state and federal rules in the use of this product. Hycult Biotech is not responsible for any patent infringements that might result from the use or derivation of this product. | IHC-F: 6 µm sections were fixed with aceton. Sections were blocked with goat serum and exposed o/n with T2.5. FC: 4*104 leukocytes/ml were stained for 30 minutes at 4 °C. FS: mice were injected i.p. with 1 mg T2.5, after 1h incubation mice were challenged;T2.5 5 µg/ml was added to cell culture. IP: 40 µg cleared protein was incubated with 2 µg T2.5 for 1h at 4 °C. IA: T2.5 as a detector. | TLR2, CD282, TIL4 Gene name: Tlr2
https://www.hycultbiotech.com/products/types/hm1053f-100ug | Nectin-3, Mouse, mAb 103-A1, FITC | 100 µg | Flow cytometry, Frozen sections, Functional studies, Immuno assays, Immuno fluorescence |  | The monoclonal antibody 103-A1 recognizes mouse nectin-3. Nectin-3 is a 83 kDa type I transmembrane glycoprotein. Nectin, originally isolated as poliovirus receptor-related protein (PRR), is a cell-cell adhesion molecule of the immunoglobulin supergene family. Nectins are calciumindependent immunoglobulin-like cell-cell adhesion molecules consisting of four members, nectin 1-4. Nectins homophilically and heterophilically trans-interact to form a variety of cell-cell junctions, including cadherin-based adherens junctions in epithelial cells and fibroblasts in culture, synaptic junctions in neurons, and Sertoli cell-spermatid junctions in testis, in cooperation with, or independently of, cadherins. Both nectin-2 and nectin-3 are ubiquitously expressed, whereas nectin-1 is abundantly expressed in brain. Nectin-2 and -3 are expressed in cells where cadherin is not expressed, such as blood cells and spermatids. All members of the nectin family have two or three splice variants. For nectin-3, three isoforms exist: nectin-3α, -3β and -3g of which nectin-3α is the largest. Nectin-3, also known as PRR3, is a transmembrane protein that is predominantly expressed in testis and placental tissues as well in many cell lines. Nectin interacts in vivo with both long and short isoforms of afadin, an actin binding protein, at cadherin-based cell-cell adherence junctions in various tissues and cell lines. Furthermore, the ectodomains of nectin-3 and CD155 (Poliovirus Receptor) have shown strong affinity to each other. Injection of antibody 103-A1 into lumen of seminiferous tubules leads to disruption of the actin filaments in Sertoli cells at the Sertoli-maturing spermatid ectoplasmic specialization and exfoliation of maturing spermatids form the seminiferous epithelium. | Monoclonal antibodies | 1 ml (100 μg/ml) 0.2 μm protein G purified FITC conjugated antibody solution in PBS, containing 1% bovine serum albumin and 0.02% sodium azide. | Dilutions to be used depend on detection system applied. It is recommended that users test the reagent and determine their own optimal dilutions. The typical starting working dilution is 1:50. | Extracellular domain 50-400 aa of mouse Nectin-3 fused with IgG Fc (Ref.1). | Rat IgG2a | Mouse | 1. Satoh-Horikawa, K et al; Nectin-3 a new member of immunoglobulin-like cell adhesion molecules that shows homophilic and heterophilic cell-cell adhesion activities. J Biol Chem 2000, 275: 10291 2. Mizoguchi, A et al; Nectin: an adhesion molecule involved in formation of synapses. J Cell Biol, 2002, 156: 555 3. Ozaki-Kuroda, K et al; Nectin Couples Cell-Cell Adhesion and the Actin Scaffold at Heterotypic Testicular Junctions, supplementary material. Current Biology 2002, 12:1145 4. Mueller, S et al; Loss of nectin-2 at Sertoli-spermatid junctions leads to male infertility and correlates with severe spermatozoan head and midpiece malformation, impaired binding to the zona pellucida, and oocyte penetration. Biol Reprod 2003, 69: 1330 5. Guttman, J et al; Evidence that tubulobulbar complexes in the seminiferous epithelium are involved with internalization of adhesion junctions. Biol of Reprod 2004, 71: 548 6. Inagaki, M et al; Roles of cell-adhesion molecules nectin 1 and nectin 3 in ciliary body development. Development 2005, 132: 1525 7. Inagaki, M et al; Role of cell adhesion molecule nectin-3 in spermatid development. Genes Cells,2006, 11: 1125 | Product should be stored at 4 °C. Under recommended storage conditions, product is stable for at least one year. | For research use only. Not for use in or on humans or animals or for diagnostics. It is the responsibility of the user to comply with all local/state and federal rules in the use of this product. Hycult Biotech is not responsible for any patent infringements that might result from the use or derivation of this product. | IF: fixed in 2% paraformaldehyde in PBS optionally followed by methanol/aceton fixation (Ref 2-7). FC: 1 μg per 1 x 106 cells. FS: injection of 1 μg into lumen of seminiferous tubules. IA: Indirect ELISA on 0.5 μg/ml mouse nectin-3 coated per well. Positive signal with 2 μg/ml antibody. IF: Cells are fixed in 2 % paraformaldehyde in PBS, optionally followed by methanol/aceton fixation (Ref 1-6). | Poliovirus receptor-related protein 3, Nectin cell adhesion molecule 3, CD113 Gene name: Nectin3, Pvrl3
https://www.hycultbiotech.com/products/types/hm1053-100ug | Nectin-3, Mouse, mAb 103-A1 | 100 µg | Flow cytometry, Frozen sections, Functional studies, Immuno assays, Immuno fluorescence, Immuno precipitation |  | The monoclonal antibody 103-A1 recognizes mouse nectin-3. Nectin-3 is a 83 kDa type I transmembrane glycoprotein. Nectin, originally isolated as poliovirus receptor-related protein (PRR), is a cell-cell adhesion molecule of the immunoglobulin supergene family. Nectins are calciumindependent immunoglobulin-like cell-cell adhesion molecules consisting of four members, nectin 1-4. Nectins homophilically and heterophilically trans-interact to form a variety of cell-cell junctions, including cadherin-based adherens junctions in epithelial cells and fibroblasts in culture, synaptic junctions in neurons, and Sertoli cell-spermatid junctions in testis, in cooperation with, or independently of, cadherins. Both nectin-2 and nectin-3 are ubiquitously expressed, whereas nectin-1 is abundantly expressed in brain. Nectin-2 and -3 are expressed in cells where cadherin is not expressed, such as blood cells and spermatids. All members of the nectin family have two or three splice variants. For nectin-3, three isoforms exist: nectin-3α, -3β and -3g of which nectin-3α is the largest. Nectin-3, also known as PRR3, is a transmembrane protein that is predominantly expressed in testis and placental tissues as well in many cell lines. Nectin interacts in vivo with both long and short isoforms of afadin, an actin binding protein, at cadherin-based cell-cell adherence junctions in various tissues and cell lines. Furthermore, the ectodomains of nectin-3 and CD155 (Poliovirus Receptor) have shown strong affinity to each other. Injection of antibody 103-A1 into lumen of seminiferous tubules leads to disruption of the actin filaments in Sertoli cells at the Sertoli-maturing spermatid ectoplasmic specialization and exfoliation of maturing spermatids form the seminiferous epithelium. | Monoclonal antibodies | 1 ml (100 µg/ml) 0.2 µm filtered antibody solution in PBS, containing 0.1% bovine serum albumin and 0.02% sodium azide | For immunohistochemistry and flow cytometry, dilutions to be used depend on detection system applied. It is recommended that users test the reagent and determine their own optimal dilutions. The typical starting working dilution is 1:50. | Recombinant mouse nectin-3 extracellular domain (50-400 aa) fused to IgG Fc | Rat IgG2a | Mouse | 1. Satoh-Horikawa, K et al; Nectin-3 a new member of immunoglobulin-like cell adhesion molecules that shows homophilic and heterophilic cell-cell adhesion activities. J Biol Chem 2000, 275: 10291 2. Mizoguchi, A et al; Nectin: an adhesion molecule involved in formation of synapses. J Cell Biol, 2002, 156: 555 3. Mueller, S et al; Loss of nectin-2 at Sertoli-spermatid junctions leads to male infertility and correlates with severe spermatozoan head and midpiece malformation, impaired binding to the zona pellucida, and oocyte penetration. Biol Reprod 2003, 69: 1330 4. Guttman, J et al; Evidence that tubulobulbar complexes in the seminiferous epithelium are involved with internalization of adhesion junctions. Biol of Reprod 2004, 71: 548 5. Inagaki, M et al; Roles of cell-adhesion molecules nectin 1 and nectin 3 in ciliary body development. Development 2005, 132: 1525 6. Inagaki, M et al; Role of cell adhesion molecule nectin-3 in spermatid development. Genes Cells,2006, 11: 1125 7. Toyama, Y et al; Disruption of ectoplasmic specilizations between Sertoli cells and maturing spermatids by anti-nectin-2 and anti-nectin-3 antibodies. Asain J Androl 2008, 10: 577 | Product should be stored at 4 °C. Under recommended storage conditions, product is stable for at least one year. The exact expiry date is indicated on the label. | For research use only. Not for use in or on humans or animals or for diagnostics. It is the responsibility of the user to comply with all local/state and federal rules in the use of this product. Hycult Biotech is not responsible for any patent infringements that might result from the use or derivation of this product. | IF: fixed in 2% paraformaldehyde in PBS optionally followed by methanol/aceton fixation (Ref 2-7) FC: 1 µg per 1 x 106 cells FS: injection of 1 µg into lumen of seminiferous tubules (Ref 7) IA: Indirect ELISA on 0.5 µg/ml mouse nectin-3 coated per well. Positive signal with 2 µg/ml antibody. IF: Cells are fixed in 2 % paraformaldehyde in PBS, optionally followed by methanol/aceton fixation (Ref 1-6) IP: 1-2 µg per 100-500 µg of total protein (1 ml of cell lysate) | PPR3, poliovirus receptor-related protein 3, PRR3, PVRR3, CD113
https://www.hycultbiotech.com/products/types/hm1049-100ug | Mannose receptor, Mouse, mAb MR5D3 | 100 µg | Flow cytometry, Frozen sections, Functional studies, Immuno assays, Immuno fluorescence, Immuno precipitation, Western blot |  | The monoclonal antibody MR5D3 recognizes the Mannose Receptor (MR, also known as CD206), a member of the vertebrate C-type lectin family. MR is a pattern recognition receptor that is involved in both innate and adaptive immunity. The 175 kDa transmembrane protein consists of 5 domains: an amino-terminal cysteine-rich region, a fibronectin type II repeat, a series of eight tandem lectin-like carbohydrate recognition domains (responsible for the recognition of mannose and fucose), a transmembrane domain and an intracellular carboxy-terminal tail.The structure is shared by the family of multi lectin mannose receptors: the phospholipase A2-receptor, DEC 205 and the novel C-type lectin receptor (mannose receptor X). The MR recognises a wide range of gram positive and gram negative bacteria, yeasts, parasites and mycobacteria. Moreover, the MR has also been shown to bind and internalize tissue-type plasminogen activator. MR&rsquo;s are present on monocytes and dendritic cells (DC) and are presumed to play a role in innate and adaptive immunity, the latter via processing by DC. The expression of MR as observed in immunohistology is present on tissue macrophages, dendritic cells, a subpopulation of endothelial cells, Kupffer cells and sperm cells. The expression of MR on monocytes increases during culture and can be enhanced by cytokines such as IL-4. Labelling of MR expressing monocytes/macrophages increases with prolonged incubation time probably due to internalization of the MR-antibody-complex. Detection of the MR with anti-MR monoclonal antibody MR5D3 can substitute staining for mannose containing probes as labeled mannosylated BSA, a technique which is more cumbersome and less specific. | Monoclonal antibodies | 1 ml (100 µg/ml) 0.2 µm filtered antibody solution in PBS, containing 0.1% bovine serum albumin | For immunohistochemistry, flow cytometry and Western blotting, dilutions to be used depend on detection system applied. It is recommended that users test the reagent and determine their own optimal dilutions. The typical starting working dilution is 1:50. For functional studies, dilutions have to be optimized in user&rsquo;s experimental setting. | Chimaeric CRD4-7-Fc protein | Rat IgG2a | Mouse | 1. Zamze, S et al; Recognition of bacterial capsular polysaccharides and lipopolysaccharides by the macrophage mannose receptor. J Biol Chem 2002, 277: 41613 2. Martinez-Pomares, L et al. Analysis of mannose receptor regulation by IL4, IL10 an proteolytic processing using novel monoclonal antibodies. J. of Leuk Biol 2003, 73:604 3. Hassan, M et al. The schistosoa mansoni hepatic egg granuloma provides a favourable microenvironment for sustained growth of leishmania donovani. Am J Path 2006, 169:943 4. Duspasquir, M et al. The dermal microenvironment induces the expression of the alternative activation marker CD301/mGL in mononuclear phagocytes, independent of IL4/IL13 signalling. J Leuk Biol 2006, 80:838 5. Boskovic, J et al. Structural model for the mannose receptor family uncovered by electron microscopy of endo 180 and the mannose receptor. J Biol Chem 2006, 281:8780 6. McKenzie, E et al. Mannose receptor expression and function define a new population of murine dendritic cells. J immunol 2007, 178:4975 7. Miller, J et al. The mannose receptor mediates dengue virus infection of microphages. Plos pathogens 2008, 4:0001 8. Segura, E et al. Different cross-presentation pathways in steady-state and inflammatory dendritic cells. PNAS 2009 Dec 1;106:20377 9.-Hardison, S et al. Interleukin-17 is not required for classical macrophage activation in a pulmonary mouse model of Cryptococcus neoformans infection. Infect&amp;immune 2010, 78:5341 10.-Geier, H et al. Phagocytic receptors dictate phagosomal escape and intracellular proliferation of francisella tularensis. Infect Immun 2011, march 21 | Product should be stored at 4 °C. Under recommended storage conditions, product is stable for at least one year. The exact expiry date is indicated on the label. | For research use only. Not for use in or on humans or animals or for diagnostics. It is the responsibility of the user to comply with all local/state and federal rules in the use of this product. Hycult Biotech is not responsible for any patent infringements that might result from the use or derivation of this product. | FC: 2% paraformaldehyde fixed cells were labeled with 10 µg/ml of mAb. IHC-F:Sections fixed in ethanol or 2% paraformaldehyde were permeabilized with PBS/0.1% triton X100. After quenching and blocking mAb was added (10 µg/ml) and incubated for 1h IA: mAb was used as detector at 10 µg/ml for 2h. IP:MR was immunoprecipiated using antibody MR5D3 (10 µg/ml) and GammaBind Plus sepharose (Ref. 2) W: Cleared lysates were run on 6% SDS-PAGE under nonreducing conditions. After transfer blot was stained with mAb ( 2 µm/ml). FS: Antibody MR5D3 was used as a MR ligand to target MR+ dendtritic cells resulting in anti-rat IgG production (Ref. 6). | CD206, MMR, cLEC13D, Macrophage mannose receptor 1
https://www.hycultbiotech.com/products/types/hm1040-100ug | MD-1, Mouse, mAb MD113 | 100 µg | Flow cytometry, Functional studies, Immuno fluorescence |  | The monoclonal antibody MD113 reacts with mouse MD-1. MD-1 (22-25 kD) is an extracellular protein associated with the extracellular domain of RP105. The latter is a type 1 transmembrane protein with leucine-rich repeats. RP105 is similar to Drosophila Toll. MD-1 associated with RP105 (similar to TLR4/MD-2) appears to be an essential molecule that helps RP105 on B-cells to signal to LPS. The MD113 antibody is antagonistic in LPS-induced B-cell proliferation and B7.2 up-regulation. | Monoclonal antibodies | 1 ml (100 µg/ml) 0.2 µm filtered antibody solution in PBS, containing 0.1% bovine serum albumin. | For flow cytometry, dilutions to be used depend on detection system applied. It is recommended that users test the reagent and determine their own optimal dilutions. The typical starting working dilution is 1:50. Before use in biological assays, the product must be filter sterilized and depending on the concentration to be used dialyzed against culture medium to remove the sodium azide added. Please inquire for availability of azide free solutions. |  | Rat IgG2b | Mouse | 1. Miyake, K et al; Mouse MD-1, a molecule that is physically associated with RP105 and positively regulates its expression. J Immunol 1998, 161: 1348 2. Nagai, Y et al; Requirement for MD-1 in cell surface expression of RP105/CD180 and B-cell responsiveness to lipopolysaccharide. Blood 2002, 99: 1699 | Product should be stored at 4 °C. Under recommended storage conditions, product is stable for one year. | For research use only. Not for use in or on humans or animals or for diagnostics. It is the responsibility of the user to comply with all local/state and Federal rules in the use of this product. Hycult Biotech is not responsible for any patent infringements that might result with the use of or derivation of this product. | The monoclonal antibody MD113 can be used for flow cytometry and functional studies. The monoclonal antibody cannot be used for Western blot and immunoprecipitation.
https://www.hycultbiotech.com/products/types/hm1039pe-25 | Neutrophils, Mouse, mAb NIMP-R14, R-PE labeled | 25 tests | Flow cytometry, Frozen sections, Functional studies, Immuno assays, Paraffin sections |  | The monoclonal antibody NIMP-R14 is highly specific for murine Ly-6G and Ly-6C. The Ly-6G/-6C locus encodes a family of Ly-6 proteins including Ly-6G and Ly-6C. Ly-6 antigens have a molecular weight between 15,000 and 18,000. Ly6G is together with Ly6c a component of the myeloid differentiation antigen Gr-1. Ly6G a GPI-anchored protein and is a good marker of peripheral neutrophils. Although predominantly presents on neutrophils, it is also expressed on a subset of eosinophils, differentiating pre-monocytes and plasmacytoid dendritic cells. Ly6C is a monocyte/macrophage and endothelial cell differentiation antigen regulated by interferon gamma, and may play a role in the development and maturation of lymphocytes. It is expressed on bone marrow cells, monocytes/macrophages, neutrophils, endothelial cells, and T cell subsets. Expression of Gr-1 in bone marrow correlates with granulocyte differentiation and maturation. However, the physiological role of Ly6G alone remains still unclear. The monoclonal antibody NIMP-R14 has been successfully used to stain polymorphonuclear (PMN) cells and monocytes for fluorescent activated cell sorting and in frozen and paraffin sections. Treatment with antibodies in vivo leads to neutropenia and has inhibitory effect on local immune responses. Furthermore, it has been shown to be useful for depletion of neutrophils in mice. It depletes neutrophils as soon as 6 hours after injection and up to 6 days. | Monoclonal antibodies | 25 tests of 0.2 μm filtered protein G purified R-PE labeled antibody solution in PBS, containing 1% bovine serum albumin and 0.02% sodium azide. | Dilutions to be used depend on detection system applied. It is recommended that users test the reagent and determine their own optimal dilutions. The typical starting working dilution is 1:50. | Purified BALB/c mouse neutrophils | Rat IgG2b | Mouse | 1. Lopez, A et al; Differentiation antigens on mouse eosinophils and neutrophils identified by monoclonal antibodies, Brit J Haematology 1984, 57: 489 2. McLaren, D et al; Schistosoma mansoni: evidence that immunity in vaccinated and chronically infected CBA/Ca mice is sensitive to treatment with a monoclonal antibody that depletes cutaneous effector cells. Parasite Immunol 1987, 9: 667 3. Van Lent, P et al; Monocytes/macrophages rather than PMN are involved in early cartilage degradation in cationic immune complex arthritits in mice. J Leukoc Biol 1997, 61: 267 4. Lubberts, E et al; Adenoviral vector-mediated overexpression of IL-4 in the knee joint of mice with collagen-induced arthritis prevents cartilage destruction. J Immunol 1999, 163: 4546 5. Tacchini-Cottier, F et al; An immunomodulatory function for neutrophils during the induction of a CD4+ Th2 response in BALB/c mice infected with Leishmania major. J Immunol 2000, 165: 628 6. Vries de, B et al; Complement factor C5a mediates renal ischemia-reperfusion injury independent from neutrophils. J Immunol 2003, 170: 3883 7. Nagendra, S et al; Absence of cross-reactivity between murine Ly-6C and Ly-6G. Cytometry A 2004, 58: 195 8. Navarini, A et al; Innate Immune-induced depletion of bone marrow neutrophils aggravates systemic bacterial infections. PNAS 2009, 106: 7107 9. Paust, H et al; Chemokines play a critical role in the cross-regulation of Th1 and Th17 immune responses in murine crescentic glomerulonephritis. Kidney International, 2012. 10. Gao, N et al; Matrix Metalloproteinase-13 as a Target for Suppressing Corneal Ulceration Caused by Pseudomonas aeruginosa Infection. J Infect Dis. 2015 212:116 | Product should be stored at 4 °C. Under recommended storage conditions, product is stable for one year. | For research use only. Not for use in or on humans or animals or for diagnostics. It is the responsibility of the user to comply with all local/state and Federal rules in the use of this product. Hycult Biotech is not responsible for any patent infringements that might result with the use of or derivation of this product. | IHC-F: Tissue was fixed with acetone (Ref 6) IHC-P: Blocking with 20% normal rabbit serum (Ref 4). Use a mild or no antigen retrieval method. FC: 5 x 105 cells were incubated with 10 μg/ml antibody (Ref 3) FS: Neutrophil depletion. Mice were treated with NIMP-R14 given intraperitoneally at a dose of 1mg, 6h before infection (Ref 5) | Lymphocyte antigen 6 complex locus protein G6c, myeloid differentiation antigen Gr1 Gene name: Ly6g
https://www.hycultbiotech.com/products/types/hm1039pe-100 | Neutrophils, Mouse, mAb NIMP-R14, R-PE labeled | 100 tests | Flow cytometry, Frozen sections, Functional studies, Immuno assays, Paraffin sections |  | The monoclonal antibody NIMP-R14 is highly specific for murine Ly-6G and Ly-6C. The Ly-6G/-6C locus encodes a family of Ly-6 proteins including Ly-6G and Ly-6C. Ly-6 antigens have a molecular weight between 15,000 and 18,000. Ly6G is together with Ly6c a component of the myeloid differentiation antigen Gr-1. Ly6G a GPI-anchored protein and is a good marker of peripheral neutrophils. Although predominantly presents on neutrophils, it is also expressed on a subset of eosinophils, differentiating pre-monocytes and plasmacytoid dendritic cells. Ly6C is a monocyte/macrophage and endothelial cell differentiation antigen regulated by interferon gamma, and may play a role in the development and maturation of lymphocytes. It is expressed on bone marrow cells, monocytes/macrophages, neutrophils, endothelial cells, and T cell subsets. Expression of Gr-1 in bone marrow correlates with granulocyte differentiation and maturation. However, the physiological role of Ly6G alone remains still unclear. The monoclonal antibody NIMP-R14 has been successfully used to stain polymorphonuclear (PMN) cells and monocytes for fluorescent activated cell sorting and in frozen and paraffin sections. Treatment with antibodies in vivo leads to neutropenia and has inhibitory effect on local immune responses. Furthermore, it has been shown to be useful for depletion of neutrophils in mice. It depletes neutrophils as soon as 6 hours after injection and up to 6 days. | Monoclonal antibodies | 100 tests of 0.2 μm filtered protein G purified R-PE labeled antibody solution in PBS, containing 1% bovine serum albumin and 0.02% sodium azide. | Dilutions to be used depend on detection system applied. It is recommended that users test the reagent and determine their own optimal dilutions. The typical starting working dilution is 1:50. | Purified BALB/c mouse neutrophils | Rat IgG2b | Mouse | 1. Lopez, A et al; Differentiation antigens on mouse eosinophils and neutrophils identified by monoclonal antibodies, Brit J Haematology 1984, 57: 489 2. McLaren, D et al; Schistosoma mansoni: evidence that immunity in vaccinated and chronically infected CBA/Ca mice is sensitive to treatment with a monoclonal antibody that depletes cutaneous effector cells. Parasite Immunol 1987, 9: 667 3. Van Lent, P et al; Monocytes/macrophages rather than PMN are involved in early cartilage degradation in cationic immune complex arthritits in mice. J Leukoc Biol 1997, 61: 267 4. Lubberts, E et al; Adenoviral vector-mediated overexpression of IL-4 in the knee joint of mice with collagen-induced arthritis prevents cartilage destruction. J Immunol 1999, 163: 4546 5. Tacchini-Cottier, F et al; An immunomodulatory function for neutrophils during the induction of a CD4+ Th2 response in BALB/c mice infected with Leishmania major. J Immunol 2000, 165: 628 6. Vries de, B et al; Complement factor C5a mediates renal ischemia-reperfusion injury independent from neutrophils. J Immunol 2003, 170: 3883 7. Nagendra, S et al; Absence of cross-reactivity between murine Ly-6C and Ly-6G. Cytometry A 2004, 58: 195 8. Navarini, A et al; Innate Immune-induced depletion of bone marrow neutrophils aggravates systemic bacterial infections. PNAS 2009, 106: 7107 9. Paust, H et al; Chemokines play a critical role in the cross-regulation of Th1 and Th17 immune responses in murine crescentic glomerulonephritis. Kidney International, 2012. 10. Gao, N et al; Matrix Metalloproteinase-13 as a Target for Suppressing Corneal Ulceration Caused by Pseudomonas aeruginosa Infection. J Infect Dis. 2015 212:116 | Product should be stored at 4 °C. Under recommended storage conditions, product is stable for one year. | For research use only. Not for use in or on humans or animals or for diagnostics. It is the responsibility of the user to comply with all local/state and Federal rules in the use of this product. Hycult Biotech is not responsible for any patent infringements that might result with the use of or derivation of this product. | IHC-F: Tissue was fixed with acetone (Ref 6) IHC-P: Blocking with 20% normal rabbit serum (Ref 4). Use a mild or no antigen retrieval method. FC: 5 x 105 cells were incubated with 10 μg/ml antibody (Ref 3) FS: Neutrophil depletion. Mice were treated with NIMP-R14 given intraperitoneally at a dose of 1mg, 6h before infection (Ref 5) | Lymphocyte antigen 6 complex locus protein G6c, myeloid differentiation antigen Gr1 Gene name: Ly6g
https://www.hycultbiotech.com/products/types/hm1039f-100ug | Neutrophils, Mouse, mAb NIMP-R14, FITC | 100 µg | Flow cytometry, Frozen sections, Functional studies, Paraffin sections |  | The monoclonal antibody NIMP-R14 is highly specific for murine Ly-6G and Ly-6C. The Ly-6G/-6C locus encodes a family of Ly-6 proteins including Ly-6G and Ly-6C. Ly-6 antigens have a molecular weight between 15,000 and 18,000. Ly6G is together with Ly6c a component of the myeloid differentiation antigen Gr-1. Ly6G a GPI-anchored protein and is a good marker of peripheral neutrophils. Although predominantly presents on neutrophils, it is also expressed on a subset of eosinophils, differentiating pre-monocytes and plasmacytoid dendritic cells. Ly6C is a monocyte/macrophage and endothelial cell differentiation antigen regulated by interferon gamma, and may play a role in the development and maturation of lymphocytes. It is expressed on bone marrow cells, monocytes/macrophages, neutrophils, endothelial cells, and T cell subsets. Expression of Gr-1 in bone marrow correlates with granulocyte differentiation and maturation. However, the physiological role of Ly6G alone remains still unclear. The monoclonal antibody NIMP-R14 has been successfully used to stain polymorphonuclear (PMN) cells and monocytes for fluorescent activated cell sorting and in frozen and paraffin sections. Treatment with antibodies in vivo leads to neutropenia and has inhibitory effect on local immune responses.Furthermore, it has been shown to be useful for depletion of neutrophils in mice. It depletes neutrophils as soon as 6 hours after injection and up to 6 days. | Monoclonal antibodies | 1 ml (100 μg/ml) 0.2 μm filtered protein G purified FITC conjugated antibody solution in PBS, containing 1.0% BSA and 0.02% sodium azide. | Dilutions to be used depend on detection system applied. It is recommended that users test the reagent and determine their own optimal dilutions. The typical starting working dilution is 1:50. | Purified BALB/c mouse neutrophils | Rat IgG2b | Mouse | 1. Lopez, A et al; Differentiation antigens on mouse eosinophils and neutrophils identified by monoclonal antibodies, Brit J Haematology 1984, 57: 489 2. McLaren, D et al; Schistosoma mansoni: evidence that immunity in vaccinated and chronically infected CBA/Ca mice is sensitive to treatment with a monoclonal antibody that depletes cutaneous effector cells. Parasite Immunol 1987, 9: 667 3. Van Lent, P et al; Monocytes/macrophages rather than PMN are involved in early cartilage degradation in cationic immune complex arthritits in mice. J Leukoc Biol 1997, 61: 267 4. Lubberts, E et al; Adenoviral vector-mediated overexpression of IL-4 in the knee joint of mice with collagen-induced arthritis prevents cartilage destruction. J Immunol 1999, 163: 4546 5. Tacchini-Cottier, F et al; An immunomodulatory function for neutrophils during the induction of a CD4+ Th2 response in BALB/c mice infected with Leishmania major. J Immunol 2000, 165: 628 6. Vries de, B et al; Complement factor C5a mediates renal ischemia-reperfusion injury independent from neutrophils. J Immunol 2003, 170: 3883 7. Nagendra, S et al; Absence of cross-reactivity between murine Ly-6C and Ly-6G. Cytometry A 2004, 58: 195 8. Navarini, A et al; Innate Immune-induced depletion of bone marrow neutrophils aggravates systemic bacterial infections. PNAS 2009, 106: 7107 9. Paust, H et al; Chemokines play a critical role in the cross-regulation of Th1 and Th17 immune responses in murine crescentic glomerulonephritis. Kidney International, 2012. 10. Gao, N et al; Matrix Metalloproteinase-13 as a Target for Suppressing Corneal Ulceration Caused by Pseudomonas aeruginosa Infection. J Infect Dis. 2015 212:116 | Product should be stored at 4 °C. Under recommended storage conditions, product is stable for one year. | For research use only. Not for use in or on humans or animals or for diagnostics. It is the responsibility of the user to comply with all local/state and Federal rules in the use of this product. Hycult Biotech is not responsible for any patent infringements that might result with the use of or derivation of this product. | IHC-F: Tissue was fixed with acetone (Ref 6) IHC-P: Blocking with 20% normal rabbit serum (Ref 4). Use a mild or no antigen retrieval method. FC: 5 x 105 cells were incubated with 10 μg/ml antibody (Ref 3) FS: Neutrophil depletion. Mice were treated with NIMP-R14 given intraperitoneally at a dose of 1mg, 6h before infection (Ref 5) | Lymphocyte antigen 6 complex locus protein G6c, myeloid differentiation antigen Gr1 Gene name: Ly6g
https://www.hycultbiotech.com/products/types/hm1039bt-50ug | Neutrophils, Mouse, mAb NIMP-R14, biotinylated | 50 µg | Flow cytometry, Frozen sections, Functional studies, Paraffin sections |  | The monoclonal antibody NIMP-R14 is highly specific for murine Ly-6G and Ly-6C. The Ly-6G/-6C locus encodes a family of Ly-6 proteins including Ly-6G and Ly-6C. Ly-6 antigens have a molecular weight between 15,000 and 18,000. Ly6G is together with Ly6c a component of the myeloid differentiation antigen Gr-1. Ly6G a GPI-anchored protein and is a good marker of peripheral neutrophils. Although predominantly presents on neutrophils, it is also expressed on a subset of eosinophils, differentiating pre-monocytes and plasmacytoid dendritic cells. Ly6C is a monocyte/macrophage and endothelial cell differentiation antigen regulated by interferon gamma, and may play a role in the development and maturation of lymphocytes. It is expressed on bone marrow cells, monocytes/macrophages, neutrophils, endothelial cells, and T cell subsets. Expression of Gr-1 in bone marrow correlates with granulocyte differentiation and maturation. However, the physiological role of Ly6G alone remains still unclear. The monoclonal antibody NIMP-R14 has been successfully used to stain polymorphonuclear (PMN) cells and monocytes for fluorescent activated cell sorting and in frozen and paraffin sections. Treatment with antibodies in vivo leads to neutropenia and has inhibitory effect on local immune responses. Furthermore, it has been shown to be useful for depletion of neutrophils in mice. It depletes neutrophils as soon as 6 hours after injection and up to 6 days. | Monoclonal antibodies | 0.5 ml (100 μg/ml) 0.2 μm filtered protein G purified biotinylated antibody solution in PBS, containing 0.1% BSA and 0.02% sodium azide. | Dilutions to be used depend on detection system applied. It is recommended that users test the reagent and determine their own optimal dilutions. The typical starting working dilution is 1:50. | Purified BALB/c mouse neutrophils | Rat IgG2b | Mouse | 1. Lopez, A et al; Differentiation antigens on mouse eosinophils and neutrophils identified by monoclonal antibodies, Brit J Haematology 1984, 57: 489 2. McLaren, D et al; Schistosoma mansoni: evidence that immunity in vaccinated and chronically infected CBA/Ca mice is sensitive to treatment with a monoclonal antibody that depletes cutaneous effector cells. Parasite Immunol 1987, 9: 667 3. Van Lent, P et al; Monocytes/macrophages rather than PMN are involved in early cartilage degradation in cationic immune complex arthritits in mice. J Leukoc Biol 1997, 61: 267 4. Lubberts, E et al; Adenoviral vector-mediated overexpression of IL-4 in the knee joint of mice with collagen-induced arthritis prevents cartilage destruction. J Immunol 1999, 163: 4546 5. Tacchini-Cottier, F et al; An immunomodulatory function for neutrophils during the induction of a CD4+ Th2 response in BALB/c mice infected with Leishmania major. J Immunol 2000, 165: 628 6. Vries de, B et al; Complement factor C5a mediates renal ischemia-reperfusion injury independent from neutrophils. J Immunol 2003, 170: 3883 7. Nagendra, S et al; Absence of cross-reactivity between murine Ly-6C and Ly-6G. Cytometry A 2004, 58: 195 8. Navarini, A et al; Innate Immune-induced depletion of bone marrow neutrophils aggravates systemic bacterial infections. PNAS 2009, 106: 7107 9. Paust, H et al; Chemokines play a critical role in the cross-regulation of Th1 and Th17 immune responses in murine crescentic glomerulonephritis. Kidney International, 2012. 10. Gao, N et al; Matrix Metalloproteinase-13 as a Target for Suppressing Corneal Ulceration Caused by Pseudomonas aeruginosa Infection. J Infect Dis. 2015 212:116 | Product should be stored at 4 °C. Under recommended storage conditions, product is stable for one year. | For research use only. Not for use in or on humans or animals or for diagnostics. It is the responsibility of the user to comply with all local/state and Federal rules in the use of this product. Hycult Biotech is not responsible for any patent infringements that might result with the use of or derivation of this product. | IHC-F: Tissue was fixed with acetone (Ref 6) IHC-P: Blocking with 20% normal rabbit serum (Ref 4). Use a mild or no antigen retrieval method. FC: 5 x 105 cells were incubated with 10 μg/ml antibody (Ref 3) FS: Neutrophil depletion. Mice were treated with NIMP-R14 given intraperitoneally at a dose of 1mg, 6h before infection (Ref 5) | Lymphocyte antigen 6 complex locus protein G6c, myeloid differentiation antigen Gr1 Gene name: Ly6g
https://www.hycultbiotech.com/products/types/hm1039-100ug | Neutrophils, Mouse, mAb NIMP-R14 | 100 µg | Flow cytometry, Frozen sections, Functional studies, Immuno assays, Paraffin sections |  | The monoclonal antibody NIMP-R14 is highly specific for murine Ly-6G and Ly-6C. The Ly-6G/-6C locus encodes a family of Ly-6 proteins including Ly-6G and Ly-6C. Ly-6 antigens have a molecular weight between 15,000 and 18,000. Ly6G is together with Ly6c a component of the myeloid differentiation antigen Gr-1. Ly6G a GPI-anchored protein and is a good marker of peripheral neutrophils. Although predominantly presents on neutrophils, it is also expressed on a subset of eosinophils, differentiating pre-monocytes and plasmacytoid dendritic cells. Ly6C is a monocyte/macrophage and endothelial cell differentiation antigen regulated by interferon gamma, and may play a role in the development and maturation of lymphocytes. It is expressed on bone marrow cells, monocytes/macrophages, neutrophils, endothelial cells, and T cell subsets. Expression of Gr-1 in bone marrow correlates with granulocyte differentiation and maturation. However, the physiological role of Ly6G alone remains still unclear. The monoclonal antibody NIMP-R14 has been successfully used to stain polymorphonuclear (PMN) cells and monocytes for fluorescent activated cell sorting and in frozen and paraffin sections. Treatment with antibodies in vivo leads to neutropenia and has inhibitory effect on local immune responses. Furthermore, it has been shown to be useful for depletion of neutrophils in mice. It depletes neutrophils as soon as 6 hours after injection and up to 6 days. | Monoclonal antibodies | 1 ml (100 μg/ml) 0.2 μm filtered protein G purified antibody solution in PBS, containing 0.1% bovine serum albumin. The endotoxin concentration is < 24 EU/mg, determined with HIT302 LAL Assay. | Dilutions to be used depend on detection system applied. It is recommended that users test the reagent and determine their own optimal dilutions. The typical starting working dilution is 1:50. | Purified BALB/c mouse neutrophils | Rat IgG2b | Mouse | 1. Lopez, A et al; Differentiation antigens on mouse eosinophils and neutrophils identified by monoclonal antibodies, Brit J Haematology 1984, 57: 489 2. McLaren, D et al; Schistosoma mansoni: evidence that immunity in vaccinated and chronically infected CBA/Ca mice is sensitive to treatment with a monoclonal antibody that depletes cutaneous effector cells. Parasite Immunol 1987, 9: 667 3. Van Lent, P et al; Monocytes/macrophages rather than PMN are involved in early cartilage degradation in cationic immune complex arthritits in mice. J Leukoc Biol 1997, 61: 267 4. Lubberts, E et al; Adenoviral vector-mediated overexpression of IL-4 in the knee joint of mice with collagen-induced arthritis prevents cartilage destruction. J Immunol 1999, 163: 4546 5. Tacchini-Cottier, F et al; An immunomodulatory function for neutrophils during the induction of a CD4+ Th2 response in BALB/c mice infected with Leishmania major. J Immunol 2000, 165: 628 6. Vries de, B et al; Complement factor C5a mediates renal ischemia-reperfusion injury independent from neutrophils. J Immunol 2003, 170: 3883 7. Nagendra, S et al; Absence of cross-reactivity between murine Ly-6C and Ly-6G. Cytometry A 2004, 58: 195 8. Navarini, A et al; Innate Immune-induced depletion of bone marrow neutrophils aggravates systemic bacterial infections. PNAS 2009, 106: 7107 9. Paust, H et al; Chemokines play a critical role in the cross-regulation of Th1 and Th17 immune responses in murine crescentic glomerulonephritis. Kidney International, 2012. 10. Gao, N et al; Matrix Metalloproteinase-13 as a Target for Suppressing Corneal Ulceration Caused by Pseudomonas aeruginosa Infection. J Infect Dis. 2015 212:116 | Product should be stored at 4 °C. Under recommended storage conditions, product is stable for one year. | For research use only. Not for use in or on humans or animals or for diagnostics. It is the responsibility of the user to comply with all local/state and Federal rules in the use of this product. Hycult Biotech is not responsible for any patent infringements that might result with the use of or derivation of this product. | IHC-F: Tissue was fixed with acetone (Ref 6) IHC-P: Blocking with 20% normal rabbit serum (Ref 4). Use a mild or no antigen retrieval method. FC: 5 x 105 cells were incubated with 10 μg/ml antibody (Ref 3) FS: Neutrophil depletion. Mice were treated with NIMP-R14 given intraperitoneally at a dose of 1mg, 6h before infection (Ref 5) | Lymphocyte antigen 6 complex locus protein G6c, myeloid differentiation antigen Gr1 Gene name: Ly6g
https://www.hycultbiotech.com/products/types/hm1031-100ug | CD180, Mouse, mAb RP/14 | 100 µg | Flow cytometry, Functional studies |  | Radioprotective 105 (RP105, CD180) is a type 1 transmembrane protein of 105 kDa with extracellular leucine-rich repeats (LLRs) and a short cytoplasmic tail. RP105, assigned as CD180, is similar to Drosophila Toll in the extracellular LLRs. Radioprotective 105 (RP105, CD180) expression is largely restricted to immune cells including CD19+ B cells and macrophages. Histological studies showed that RP105 is expressed mainly on mature B cells in mantle zones. Antibody-mediated (RP/14) cross-linking of RP105 induces resistance against irradiation-induced apoptosis, B-cell proliferation, and up-regulation of a costimulatory molecule B7.2, revealing RP105 as a potent regulator of B-cell activation. RP105 (CD180) has an important role in B-cell activation by LPS. It is important to note that RP105 associates with MD1, which is in this context important for RP105 with respect to B-cell surface expression and LPS recognition and signalling. MD-1 seems to be requisite for efficient expression of RP105. | Monoclonal antibodies | 1 ml (100 µg/ml) 0.2 µm filtered antibody solution in PBS, containing 0.1% bovine serum albumin. | For flow cytometry, dilutions to be used depend on detection system applied. It is recommended that users test the reagent and determine their own optimal dilutions. The typical starting working dilution is 1:50. |  | Rat IgG2a | Mouse | 1. Miyake, K et al; Mouse MD-1, a molecule that is physically associated with RP105 and positively regulates its expression. J Immunol 1998, 161: 1348 2. Nagai, Y et al; Requirement for MD-1 in cell surface expression of RP105/CD180 and B-cell responsiveness to lipopolysaccharide. Blood 2002, 99: 1699 | Product should be stored at 4 °C. Under recommended storage conditions, product is stable for one year. | For research use only. Not for use in or on humans or animals or for diagnostics. It is the responsibility of the user to comply with all local/state and Federal rules in the use of this product. Hycult Biotech is not responsible for any patent infringements that might result with the use or derivation of this product. | For flow cytometry, dilutions to be used depend on detection system applied. It is recommended that users test the reagent and determine their own optimal dilutions. The typical starting working dilution is 1:50. | RP105, Ly78
https://www.hycultbiotech.com/products/types/hm1029bt-50ug | TLR4/MD-2, Mouse, mAb MTS510, biotinylated | 50 µg | Flow cytometry, Frozen sections, Functional studies, Immuno precipitation |  | The monoclonal antibody MTS510 reacts with the Toll-like receptor 4 (TLR4, CD284) that is associated with MD2. TLRs are expressed by various cells of the immune system, such as macrophages and dendritic cells. TLRs are class I receptors, with a single α-helix that spans the cell membrane. They recognize and respond to molecules derived from bacterial, viral and fungal pathogens, such as lipopolysaccharide (LPS) from the outer membrane of Gram negative bacteria, peptidoglycan fragments from bacterial cell walls and single-stranded and double-stranded RNA from viruses. Toll-like receptor 4 (TLR4; CD284) has been identified, next to MD-2 and CD14, as a receptor that is central to the innate immune response to LPS of Gram-negative bacteria. TLR4 is unique among TLRs in its ability to activate two distinct signaling pathways; one pathway is activated by the adaptors TIRAP (Toll/interleukin-1- receptor (TIR)-domain-containing adaptor protein) and MyD88, which leads to the induction of pro‑inflammatory cytokines. The second pathway is activated by the adaptors TRIF (TIR-domaincontaining adaptor protein inducing interferon‑β) and TRAM (TRIFrelated adaptor molecule), which leads to the induction of type I interferons. MD-2 exists as a cell surface protein in association with TLR4. It also exists as secreted forms consisting of MD-2 monomer and multimers. Circulating sMD-2 is mainly present as a doublet of ~20 and 25 kD, representing differentially glycosylated forms. Unlike TLR4, sMD-2 binds directly LPS without the need of soluble CD14 (sCD14). However, LPS-MD-2 interactions are increased when LPS is pretreated with CD14. Only monomeric sMD-2 is biologically active and able to associate with TLR4 and LPS. sMD-2 circulates in plasma of healthy individuals as a non-active, polymeric protein. In septic plasma, the total amount of sMD-2 was strongly elevated and contained both sMD-2 polymers and monomers. Soluble MD-2 is proposed to be an important mediator of organ inflammation during sepsis. During experimental human endotoxemia, the monomeric and total sMD-2 content in plasma increased with the kinetics of an acute phase protein. This parallels enhanced TLR4 costimulatory activity. In vitro studies revealed that sMD-2 release appears to be restricted to endothelial and dendritic cells. The monoclonal antibody MTS510 reacts preferentially, especially in flow cytometry, with mouse TLR4 that is associated with MD-2. MTS510 is a TLR4 function-blocking antibody that is useful for studies on the role of TLR4 as a receptor for LPS induced cytokine production by TLR4 bearing cells. The antibody was shown to coprecipitate MD-2 (30 kDa) with TLR4 (100 kDa). | Monoclonal antibodies | 0.5 ml (100 µg/ml) 0.2 µm filtered biotinylated antibody solution in PBS, containing 0.1% bovine serum albumin and 0.02% sodium azide. | For immunohistology and flow cytometry dilutions to be used depend on detection system applied. It is recommended that users test the reagent and determine their own optimal dilutions. The typical starting working dilution is 1:50. | Ba/F3 cells expressing mouse TLR4 and MD-22 | Rat IgG2a | Mouse | 1. Nomura, F et al ; Cutting edge: Endotoxin tolerance in mouse peritoneal macrophages correlate with down-regulation of surface toll-like receptor 4 expression. J Immunol 2000, 164: 3476 2. Akashi, S et al; Cutting edge: Cell surface expression and lipopolysaccharide signalling via the toll-like receptor 4-MD-2 complex on mouse peritoneal macrophages. J Immunol 2000, 164: 3471 3. Sato, S et al; Synergy and cross-tolerance between toll-like receptor (TLR)2- and TLR4-mediated signaling pathways. J Immunol 2000, 165: 7096 4. Ortega-Cava, C et al; Strategic compartmentalization of toll-like receptor 4 in the mouse gut. J Immunol 2003, 170: 3977 5. Tsujimoto, H. A critical role of CpG motifs in a murine peritonitis model by their binding to highly expressed toll-like receptor-9 on liver NTK cells. J hepatology 2006, 45: 836 6. Cook,C et al. Lipopolysaccharide, Tumor Necrosis Factor alpha, or Interleukin-1&beta; triggers reactivation of latent CMV in immunocompetent mice. J virology 2006, 80: 9151 7. Tsukumo_D et al. Loss-of-function mutation in Toll-like receptor 4 prevents diet-induced obesity and insulin resistance. Diabetes 2007, 56: 1986 8. Burton, O et al. Importance of TLR2 in the direct response of T lymphocytes to Schistosoma mansoni antigens. Eur J Immunol 2010, 40: 2221 | Product should be stored at 4 °C. Under recommended storage conditions, product is stable for one year. | For research use only. Not for use in or on humans or animals or for diagnostics. It is the responsibility of the user to comply with all local/state and Federal rules in the use of this product. Hycult Biotech is not responsible for any patent infringements that might result with the use of or derivation of this product. | F: 6 µm acetone fixed sections blocked with 0.3% hydrogen peroxidase in methanol and subsequently with normal serum. Sections were incubated for 2h at RT at 1/100 dilution of mAb Fc: Cells were incubated with 0.1 µm mAb for 30 minutes at 4 °C FS: Cells were pre-incubated with 10 µg/ml of antagonistic mAb MTS510 RAW264.7 cells (105) were stained with 4 µg/ml mAb for 1h at 4 °C (black- isotype control, red- irrelevant mAb, Blue- HM1029) | Toll-like receptor 4:- TLR4, CD284, ARMD10 MD2: ESOP-1; myeloid differentiation protein-2; lymphocyte antigen 96 (Ly-96)
https://www.hycultbiotech.com/products/types/hm1029-500ug | TLR4/MD-2, Mouse, mAb MTS510, functional study antibody, low endotoxin | 0.5 mg | Flow cytometry, Frozen sections, Functional studies, Immuno fluorescence, Immuno precipitation |  | The monoclonal antibody MTS510 reacts with the Toll-like receptor 4 (TLR4, CD284) that is associated with MD2. TLRs are expressed by various cells of the immune system, such as macrophages and dendritic cells. TLRs are class I receptors, with a single α-helix that spans the cell membrane. They recognize and respond to molecules derived from bacterial, viral and fungal pathogens, such as lipopolysaccharide (LPS) from the outer membrane of Gram negative bacteria, peptidoglycan fragments from bacterial cell walls and single-stranded and double-stranded RNA from viruses. Toll-like receptor 4 (TLR4; CD284) has been identified, next to MD-2 and CD14, as a receptor that is central to the innate immune response to LPS of Gram-negative bacteria. TLR4 is unique among TLRs in its ability to activate two distinct signaling pathways; one pathway is activated by the adaptors TIRAP (Toll/interleukin-1- receptor (TIR)-domain-containing adaptor protein) and MyD88, which leads to the induction of pro‑inflammatory cytokines. The second pathway is activated by the adaptors TRIF (TIR-domaincontaining adaptor protein inducing interferon‑β) and TRAM (TRIFrelated adaptor molecule), which leads to the induction of type I interferons. MD-2 exists as a cell surface protein in association with TLR4. It also exists as secreted forms consisting of MD-2 monomer and multimers. Circulating sMD-2 is mainly present as a doublet of ~20 and 25 kD, representing differentially glycosylated forms. Unlike TLR4, sMD-2 binds directly LPS without the need of soluble CD14 (sCD14). However, LPS-MD-2 interactions are increased when LPS is pretreated with CD14. Only monomeric sMD-2 is biologically active and able to associate with TLR4 and LPS. sMD-2 circulates in plasma of healthy individuals as a non-active, polymeric protein. In septic plasma, the total amount of sMD-2 was strongly elevated and contained both sMD-2 polymers and monomers. Soluble MD-2 is proposed to be an important mediator of organ inflammation during sepsis. During experimental human endotoxemia, the monomeric and total sMD-2 content in plasma increased with the kinetics of an acute phase protein. This parallels enhanced TLR4 costimulatory activity. In vitro studies revealed that sMD-2 release appears to be restricted to endothelial and dendritic cells. The monoclonal antibody MTS510 reacts preferentially, especially in flow cytometry, with mouse TLR4 that is associated with MD-2. MTS510 is a TLR4 function-blocking antibody that is useful for studies on the role of TLR4 as a receptor for LPS induced cytokine production by TLR4 bearing cells. The antibody was shown to coprecipitate MD-2 (30 kDa) with TLR4 (100 kDa). | Monoclonal antibodies | 0.5 mg 0.2 μm filtered protein G purified antibody solution in PBS with a concentration of at least 0.5 mg/ml. The endotoxin concentration is < 24 EU/mg, determined with HIT302 LAL Assay. | For immunohistology and flow cytometry dilutions to be used depend on detection system applied. It is recommended that users test the reagent and determine their own optimal dilutions. The typical starting working dilution is 1:50. | Ba/F3 cells expressing mouse TLR4 and MD-22 | Rat IgG2a | Mouse | 1. Nomura, F et al ; Cutting edge: Endotoxin tolerance in mouse peritoneal macrophages correlate with down-regulation of surface toll-like receptor 4 expression. J Immunol 2000, 164: 3476 2. Akashi, S et al; Cutting edge: Cell surface expression and lipopolysaccharide signalling via the toll-like receptor 4-MD-2 complex on mouse peritoneal macrophages. J Immunol 2000, 164: 3471 3. Sato, S et al; Synergy and cross-tolerance between toll-like receptor (TLR)2- and TLR4-mediated signaling pathways. J Immunol 2000, 165: 7096 4. Ortega-Cava, C et al; Strategic compartmentalization of toll-like receptor 4 in the mouse gut. J Immunol 2003, 170: 3977 5. Tsujimoto, H. A critical role of CpG motifs in a murine peritonitis model by their binding to highly expressed toll-like receptor-9 on liver NTK cells. J hepatology 2006, 45: 836 6. Cook,C et al. Lipopolysaccharide, Tumor Necrosis Factor alpha, or Interleukin-1&beta; triggers reactivation of latent CMV in immunocompetent mice. J virology 2006, 80: 9151 7. Tsukumo_D et al. Loss-of-function mutation in Toll-like receptor 4 prevents diet-induced obesity and insulin resistance. Diabetes 2007, 56: 1986 8. Burton, O et al. Importance of TLR2 in the direct response of T lymphocytes to Schistosoma mansoni antigens. Eur J Immunol 2010, 40: 2221 | Product should be stored at 4 °C. Under recommended storage conditions, product is stable for one year. | For research use only. Not for use in or on humans or animals or for diagnostics. It is the responsibility of the user to comply with all local/state and Federal rules in the use of this product. Hycult Biotech is not responsible for any patent infringements that might result with the use of or derivation of this product. | F: 6 µm acetone fixed sections blocked with 0.3% hydrogen peroxidase in methanol and subsequently with normal serum. Sections were incubated for 2h at RT at 1/100 dilution of mAb Fc: Cells were incubated with 0.1 µm mAb for 30 minutes at 4 °C FS: Cells were pre-incubated with 10 µg/ml of antagonistic mAb MTS510 RAW264.7 cells (105) were stained with 4 µg/ml mAb for 1h at 4 °C (black- isotype control, red- irrelevant mAb, Blue- HM1029) | Toll-like receptor 4:- TLR4, CD284, ARMD10 MD2: ESOP-1; myeloid differentiation protein-2; lymphocyte antigen 96 (Ly-96)
https://www.hycultbiotech.com/products/types/hm1029f-100ug | TLR4/MD-2, Mouse, mAb MTS510, FITC | 100 µg | Flow cytometry, Frozen sections, Functional studies, Immuno fluorescence, Immuno precipitation |  | The monoclonal antibody MTS510 reacts with the Toll-like receptor 4 (TLR4, CD284) that is associated with MD2. TLRs are expressed by various cells of the immune system, such as macrophages and dendritic cells. TLRs are class I receptors, with a single α-helix that spans the cell membrane. They recognize and respond to molecules derived from bacterial, viral and fungal pathogens, such as lipopolysaccharide (LPS) from the outer membrane of Gram negative bacteria, peptidoglycan fragments from bacterial cell walls and single-stranded and double-stranded RNA from viruses. Toll-like receptor 4 (TLR4; CD284) has been identified, next to MD-2 and CD14, as a receptor that is central to the innate immune response to LPS of Gram-negative bacteria. TLR4 is unique among TLRs in its ability to activate two distinct signaling pathways; one pathway is activated by the adaptors TIRAP (Toll/interleukin-1- receptor (TIR)-domain-containing adaptor protein) and MyD88, which leads to the induction of pro‑inflammatory cytokines. The second pathway is activated by the adaptors TRIF (TIR-domaincontaining adaptor protein inducing interferon‑β) and TRAM (TRIFrelated adaptor molecule), which leads to the induction of type I interferons. MD-2 exists as a cell surface protein in association with TLR4. It also exists as secreted forms consisting of MD-2 monomer and multimers. Circulating sMD-2 is mainly present as a doublet of ~20 and 25 kD, representing differentially glycosylated forms. Unlike TLR4, sMD-2 binds directly LPS without the need of soluble CD14 (sCD14). However, LPS-MD-2 interactions are increased when LPS is pretreated with CD14. Only monomeric sMD-2 is biologically active and able to associate with TLR4 and LPS. sMD-2 circulates in plasma of healthy individuals as a non-active, polymeric protein. In septic plasma, the total amount of sMD-2 was strongly elevated and contained both sMD-2 polymers and monomers. Soluble MD-2 is proposed to be an important mediator of organ inflammation during sepsis. During experimental human endotoxemia, the monomeric and total sMD-2 content in plasma increased with the kinetics of an acute phase protein. This parallels enhanced TLR4 costimulatory activity. In vitro studies revealed that sMD-2 release appears to be restricted to endothelial and dendritic cells. The monoclonal antibody MTS510 reacts preferentially, especially in flow cytometry, with mouse TLR4 that is associated with MD-2. MTS510 is a TLR4 function-blocking antibody that is useful for studies on the role of TLR4 as a receptor for LPS induced cytokine production by TLR4 bearing cells. The antibody was shown to coprecipitate MD-2 (30 kDa) with TLR4 (100 kDa). | Monoclonal antibodies | 1 ml (100 µg/ml) 0.2 µm filtered FITC conjugated antibody solution in PBS, containing 1.0% bovine serum albumin and 0.02% sodium azide. | For immunohistology and flow cytometry dilutions to be used depend on detection system applied. It is recommended that users test the reagent and determine their own optimal dilutions. The typical starting working dilution is 1:50. | Ba/F3 cells expressing mouse TLR4 and MD-22 | Rat IgG2a | Mouse | 1. Nomura, F et al ; Cutting edge: Endotoxin tolerance in mouse peritoneal macrophages correlate with down-regulation of surface toll-like receptor 4 expression. J Immunol 2000, 164: 3476 2. Akashi, S et al; Cutting edge: Cell surface expression and lipopolysaccharide signalling via the toll-like receptor 4-MD-2 complex on mouse peritoneal macrophages. J Immunol 2000, 164: 3471 3. Sato, S et al; Synergy and cross-tolerance between toll-like receptor (TLR)2- and TLR4-mediated signaling pathways. J Immunol 2000, 165: 7096 4. Ortega-Cava, C et al; Strategic compartmentalization of toll-like receptor 4 in the mouse gut. J Immunol 2003, 170: 3977 5. Tsujimoto, H. A critical role of CpG motifs in a murine peritonitis model by their binding to highly expressed toll-like receptor-9 on liver NTK cells. J hepatology 2006, 45: 836 6. Cook,C et al. Lipopolysaccharide, Tumor Necrosis Factor alpha, or Interleukin-1&beta; triggers reactivation of latent CMV in immunocompetent mice. J virology 2006, 80: 9151 7. Tsukumo_D et al. Loss-of-function mutation in Toll-like receptor 4 prevents diet-induced obesity and insulin resistance. Diabetes 2007, 56: 1986 8. Burton, O et al. Importance of TLR2 in the direct response of T lymphocytes to Schistosoma mansoni antigens. Eur J Immunol 2010, 40: 2221 | Product should be stored at 4 °C. Under recommended storage conditions, product is stable for one year. | For research use only. Not for use in or on humans or animals or for diagnostics. It is the responsibility of the user to comply with all local/state and Federal rules in the use of this product. Hycult Biotech is not responsible for any patent infringements that might result with the use of or derivation of this product. | F: 6 µm acetone fixed sections blocked with 0.3% hydrogen peroxidase in methanol and subsequently with normal serum. Sections were incubated for 2h at RT at 1/100 dilution of mAb Fc: Cells were incubated with 0.1 µm mAb for 30 minutes at 4 °C FS: Cells were pre-incubated with 10 µg/ml of antagonistic mAb MTS510 RAW264.7 cells (105) were stained with 4 µg/ml mAb for 1h at 4 °C (black- isotype control, red- irrelevant mAb, Blue- HM1029) | Toll-like receptor 4:- TLR4, CD284, ARMD10 MD2: ESOP-1; myeloid differentiation protein-2; lymphocyte antigen 96 (Ly-96)
https://www.hycultbiotech.com/products/types/hm1029-100ug | TLR4/MD-2, Mouse, mAb MTS510 | 100 µg | Flow cytometry, Frozen sections, Functional studies, Immuno fluorescence, Immuno precipitation |  | The monoclonal antibody MTS510 reacts with the Toll-like receptor 4 (TLR4, CD284) that is associated with MD2. TLRs are expressed by various cells of the immune system, such as macrophages and dendritic cells. TLRs are class I receptors, with a single α-helix that spans the cell membrane. They recognize and respond to molecules derived from bacterial, viral and fungal pathogens, such as lipopolysaccharide (LPS) from the outer membrane of Gram negative bacteria, peptidoglycan fragments from bacterial cell walls and single-stranded and double-stranded RNA from viruses. Toll-like receptor 4 (TLR4; CD284) has been identified, next to MD-2 and CD14, as a receptor that is central to the innate immune response to LPS of Gram-negative bacteria. TLR4 is unique among TLRs in its ability to activate two distinct signaling pathways; one pathway is activated by the adaptors TIRAP (Toll/interleukin-1- receptor (TIR)-domain-containing adaptor protein) and MyD88, which leads to the induction of pro‑inflammatory cytokines. The second pathway is activated by the adaptors TRIF (TIR-domaincontaining adaptor protein inducing interferon‑β) and TRAM (TRIFrelated adaptor molecule), which leads to the induction of type I interferons. MD-2 exists as a cell surface protein in association with TLR4. It also exists as secreted forms consisting of MD-2 monomer and multimers. Circulating sMD-2 is mainly present as a doublet of ~20 and 25 kD, representing differentially glycosylated forms. Unlike TLR4, sMD-2 binds directly LPS without the need of soluble CD14 (sCD14). However, LPS-MD-2 interactions are increased when LPS is pretreated with CD14. Only monomeric sMD-2 is biologically active and able to associate with TLR4 and LPS. sMD-2 circulates in plasma of healthy individuals as a non-active, polymeric protein. In septic plasma, the total amount of sMD-2 was strongly elevated and contained both sMD-2 polymers and monomers. Soluble MD-2 is proposed to be an important mediator of organ inflammation during sepsis. During experimental human endotoxemia, the monomeric and total sMD-2 content in plasma increased with the kinetics of an acute phase protein. This parallels enhanced TLR4 costimulatory activity. In vitro studies revealed that sMD-2 release appears to be restricted to endothelial and dendritic cells. The monoclonal antibody MTS510 reacts preferentially, especially in flow cytometry, with mouse TLR4 that is associated with MD-2. MTS510 is a TLR4 function-blocking antibody that is useful for studies on the role of TLR4 as a receptor for LPS induced cytokine production by TLR4 bearing cells. The antibody was shown to coprecipitate MD-2 (30 kDa) with TLR4 (100 kDa). | Monoclonal antibodies | 1 ml (100 µg/ml) 0.2 µm filtered antibody solution in PBS and 0.1% bovine serum albumin. | For immunohistology and flow cytometry dilutions to be used depend on detection system applied. It is recommended that users test the reagent and determine their own optimal dilutions. The typical starting working dilution is 1:50. | Ba/F3 cells expressing mouse TLR4 and MD-22 | Rat IgG2a | Mouse | 1. Nomura, F et al ; Cutting edge: Endotoxin tolerance in mouse peritoneal macrophages correlate with down-regulation of surface toll-like receptor 4 expression. J Immunol 2000, 164: 3476 2. Akashi, S et al; Cutting edge: Cell surface expression and lipopolysaccharide signalling via the toll-like receptor 4-MD-2 complex on mouse peritoneal macrophages. J Immunol 2000, 164: 3471 3. Sato, S et al; Synergy and cross-tolerance between toll-like receptor (TLR)2- and TLR4-mediated signaling pathways. J Immunol 2000, 165: 7096 4. Ortega-Cava, C et al; Strategic compartmentalization of toll-like receptor 4 in the mouse gut. J Immunol 2003, 170: 3977 5. Tsujimoto, H. A critical role of CpG motifs in a murine peritonitis model by their binding to highly expressed toll-like receptor-9 on liver NTK cells. J hepatology 2006, 45: 836 6. Cook,C et al. Lipopolysaccharide, Tumor Necrosis Factor alpha, or Interleukin-1&beta; triggers reactivation of latent CMV in immunocompetent mice. J virology 2006, 80: 9151 7. Tsukumo_D et al. Loss-of-function mutation in Toll-like receptor 4 prevents diet-induced obesity and insulin resistance. Diabetes 2007, 56: 1986 8. Burton, O et al. Importance of TLR2 in the direct response of T lymphocytes to Schistosoma mansoni antigens. Eur J Immunol 2010, 40: 2221 | Product should be stored at 4 °C. Under recommended storage conditions, product is stable for one year. | For research use only. Not for use in or on humans or animals or for diagnostics. It is the responsibility of the user to comply with all local/state and Federal rules in the use of this product. Hycult Biotech is not responsible for any patent infringements that might result with the use of or derivation of this product. | F: 6 µm acetone fixed sections blocked with 0.3% hydrogen peroxidase in methanol and subsequently with normal serum. Sections were incubated for 2h at RT at 1/100 dilution of mAb Fc: Cells were incubated with 0.1 µm mAb for 30 minutes at 4 °C FS: Cells were pre-incubated with 10 µg/ml of antagonistic mAb MTS510 RAW264.7 cells (105) were stained with 4 µg/ml mAb for 1h at 4 °C (black- isotype control, red- irrelevant mAb, Blue- HM1029) | Toll-like receptor 4:- TLR4, CD284, ARMD10 MD2: ESOP-1; myeloid differentiation protein-2; lymphocyte antigen 96 (Ly-96)
https://www.hycultbiotech.com/products/types/hm1027-100ug | LBP, Mouse, mAb RR433-8 | 100 µg | Functional studies, Immuno assays, Western blot |  | The monoclonal antibody RR433-8 reacts highly specific with mouse natural and recombinant LBP. The antibody is a type II antibody blocking the LPS binding to CD14. LPS binding protein (LBP) is an approximately 60 kDa acute phase protein that is produced by hepatocytes. This protein strongly binds to LPS and has been shown to play an important role in the handling of LPS by the host. A number of functions of LBP have been reported. First, LBP transfers LPS to the LPS receptor CD14 on mononuclear phagocytes, leading to an 100-1,000-fold increased sensitivity of the cells to LPS. Furthermore, LBP can enhance the response of CD14 negative cells by acceleration of LPS binding to soluble CD14, a complex that stimulates these cells. Next, LBP transfers LPS into High Density Lipoprotein (HDL), which effectively neutralizes its biological potency. LBP was demonstrated to protect mice from septic shock caused by LPS or gram negative bacteria. | Monoclonal antibodies | 1 ml (100 µg/ml) 0.2 µm filtered antibody solution in PBS, containing 0.1% bovine serum albumin. | For Western blotting dilutions to be used depend on detection system applied. It is recommended that users test the reagent and determine their own optimal dilutions. The typical starting working dilution is 1:10. For neutralization of biological activity dilutions have to be made according to the amounts LBP to be inactivated. Before use in biological assays, the product must be filter sterilized and depending on the concentration to be used dialyzed against culture medium to remove the sodium azide added. Please inquire for availability of azide free solutions. |  | Rat IgG2a | Mouse | 1.Le Roy, D et al; Monoclonal antibodies to murine lipopolysaccharide (LPS)-binding protein (LBP) protect mice from lethal endotoxemia by blocking either the binding of LPS to LBP or the presentation of LPS/LBP complexes to CD14. J Immunol 1999, 162: 7454 2. Le Roy, D et al; Critical role of lipopolysaccharide-binding protein and CD14 in immune response against gram-negative bacteria. J Immunol 2001, 169: 2759 | Product should be stored at 4 °C. Under recommended storage conditions, product is stable for one year. | For research use only. Not for use in or on humans or animals or for diagnostics. It is the responsibility of the user to comply with all local/state and Federal rules in the use of this product. Hycult Biotech is not responsible for any patent infringements that might result with the use of or derivation of this product. | The antibody can be used for functional studies in vitro and in vivo aimed at blocking LBP. Furthermore the antibody is useful for immuno assays and for Western blotting.
https://www.hycultbiotech.com/products/types/hm1026-100ug | LBP, Mouse, mAb M330-19 | 100 µg | Functional studies, Immuno assays |  | The monoclonal antibody M330-19 reacts highly specific with mouse natural and recombinant LBP. The antibody is a type I antibody blocking the LPS binding to LBP. LPS binding protein (LBP) is an approximately 60 kDa acute phase protein that is produced by hepatocytes. This protein strongly binds to LPS and has been shown to play an important role in the handling of LPS by the host. A number of functions of LBP have been reported. First, LBP transfers LPS to the LPS receptor CD14 on mononuclear phagocytes, leading to an 100-1,000-fold increased sensitivity of the cells to LPS. Furthermore, LBP can enhance the response of CD14 negative cells by acceleration of LPS binding to soluble CD14, a complex that stimulates these cells. Next, LBP transfers LPS into High Density Lipoprotein (HDL), which effectively neutralizes its biological potency. LBP was demonstrated to protect mice from septic shock caused by LPS or gram negative bacteria. | Monoclonal antibodies | 1 ml (100 µg/ml) 0.2 µm filtered antibody solution in PBS, containing 0.1% bovine serum albumin. | Dilutions to be used depend on detection system applied. It is recommended that users test the reagent and determine their own optimal dilutions. The typical starting working dilution is 1:10. For neutralization of biological activity dilutions have to be made according to the amounts LBP to be inactivated. |  | Rat IgG2a | Mouse | 1.Le Roy, D et al; Monoclonal antibodies to murine lipopolysaccharide (LPS)-binding protein (LBP) protect mice from lethal endotoxemia by blocking either the binding of LPS to LBP or the presentation of LPS/LBP complexes to CD14. J Immunol 1999, 162: 7454 2. Le Roy, D et al; Critical role of lipopolysaccharide-binding protein and CD14 in immune response against gram-negative bacteria. J Immunol 2001, 169: 2759 3. Heumann, D et al; Role of Plasma, Lipopolysaccharide-Binding Protein, and CD14 in Response of Mouse Peritoneal Exudate Macrophages to Endotoxin. Inf and Immun 2001, 69:378 | Product should be stored at 4°C. Under recommended storage conditions, product is stable for one year. | For research use only. Not for use in or on humans or animals or for diagnostics. It is the responsibility of the user to comply with all local/state and Federal rules in the use of this product. Hycult Biotech is not responsible for any patent infringements that might result with the use of or derivation of this product. | The antibody can be used for functional studies in vitro and in vivo aimed at blocking LBP. Furthermore the antibody is useful for immuno assays.
https://www.hycultbiotech.com/products/types/hm1024-100ug | IL-1RI, Mouse, mAb D1f3 | 100 µg | Functional studies, Western blot |  | The monoclonal antibody binds to soluble mouse interleukin-1 receptor type I. The IL-1 system includes two agonists (IL-1alpha and IL-1beta), converting enzymes, antagonists, two receptors (IL-1RI and IL-1RII) and the IL-1 receptor accessory protein. Interleukin-1 signal is transduced through the type I receptor. | Monoclonal antibodies | 1 ml (100 µg/ml) 0.2 µm filtered antibody solution in PBS, containing 0.02% sodium azide and 0.1% bovine serum albumin. | For Western blotting dilutions to be used depend on detection system applied. It is recommended that users test the reagent and determine their own optimal dilutions. The typical starting working dilution is 1:10. For neutralization of biological activity dilutions have to be made according to the amounts IL-1 RI to be inactivated. Before use in biological assays, the product must be filter sterilized and depending on the concentration to be used dialyzed against culture medium to remove the sodium azide added. Please inquire for availability of azide free solutions. |  | Rat IgG1 | Mouse | 1. Kojouharoff, G et al; Neutralization of tumour necrosis factor (TNF) but not of IL-1 reduces inflammation in chronic dextran sulphate sodium induced colitis in mice. Clin Exp Immunol 1997, 107: 353 2. Stern, A et al; Purification to homogeneity and amino acid sequence analysis of a receptor protein for interleu- kin-1. Arch Biochem Biophys 1989, 274: 26 | Product should be stored at 4 °C. Under recommended storage conditions, product is stable for one year. | For research use only. Not for use in or on humans or animals or for diagnostics. It is the responsibility of the user to comply with all local/state and Federal rules in the use of this product. Hycult Biotech is not responsible for any patent infringements that might result with the use of or derivation of this product. | The antibody can be used for Western blotting. Furthermore the antibody is useful for inhibition in biological assays, in vitro as well as in vivo. Although for in vitro use the monoclonal antibody HM1022 (clone Reg21) is recommended.
https://www.hycultbiotech.com/products/types/hm1022-100ug | IL-1RI, Mouse, mAb Reg21 | 100 µg | Functional studies, Immuno assays |  | The monoclonal antibody binds to soluble mouse interleukin-1 receptor type I. The IL-1 system includes two agonists (IL-1alpha and IL-1beta), converting enzymes, antagonists, two receptors (IL-1RI and IL-1RII) and the IL-1 receptor accessory protein. Interleukin-1 signal is transduced through the type I receptor. | Monoclonal antibodies | 1 ml (100 µg/ml) 0.2 µm filtered protein G purified antibody solution in PBS, containing 0.1% bovine serum albumin. | Dilutions to be used depend on detection system applied. It is recommended that users test the reagent and determine their own optimal dilutions. The typical starting working dilution is 1:10. For neutralization of biological activity dilutions have to be made according to the amounts IL-1RI to be inactivated. |  | Rat IgG1 | Mouse | 1. Kojouharoff, G et al; Neutralization of tumour necrosis factor (TNF) but not of IL-1 reduces inflammation in chronic dextran sulphate sodium induced colitis in mice. Clin Exp Immunol 1997, 107: 353 2. Stern, A et al; Purification to homogeneity and amino acid sequence analysis of a receptor protein for interleu- kin-1. Arch Biochem Biophys 1989, 274: 26 | Product should be stored at 4°C. Under recommended storage conditions, product is stable for one year. | For research use only. Not for use in or on humans or animals or for diagnostics. It is the responsibility of the user to comply with all local/state and Federal rules in the use of this product. Hycult Biotech is not responsible for any patent infringements that might result with the use of or derivation of this product. | The antibody can be used for immuno assays and purification. Furthermore the antibody is useful for inhibition in biological assays, in vitro as well as in vivo.
https://www.hycultbiotech.com/products/types/hm1021-100ug | TNF-alpha, Mouse, mAb V1q | 100 µg | Flow cytometry, Functional studies |  | The monoclonal antibody V1q recognizes mouse tumor necrosis factor alpha (TNF-α). TNF-α is the prototype cytokine of the family of TNF-related ligands, which are based on structural and functional homologies. TNF-α is synthesized as type II transmembrane protein. TNF-α can be recognized by two different membrane receptors, namely TNF-R1 and TNF-R2. TNF-α is present in a membrane-bound (tmTNF) as well as soluble form (sTNF). The membrane-bound form of TNF-α is recognized by both TNF receptors with high affinity, whereas the soluble form is recognized more superiorly by TNF-R1. TNF-α is produced by many different cell types including macrophages, T lymphocytes, NK cells, neutrophils and endothelial cells. Cells differ in the expression of the two TNF-receptors and sTNF versus tmTNF, respectively. TNF-α, a homotrimeric 17 kDa protein, is a potent mediator of inflammatory and metabolic functions. TNF-α was originally detected as a highly cytotoxic cytokine for tumor cells, it causes tumor necrosis in vivo and shows cytolytic activity against tumor cells in vitro. Furthermore, TNF-α has been implied as central mediator in shock induced by gram negative micro-organisms. TNF-α induces on its turn the production of many other cytokines. Furthermore, TNF-α has been found in inflammatory foci such as synovial effusions in rheumatoid arthritis, systemic circulation in septic shock, parasitemia and rejection of renal transplants. The monoclonal antibody V1q recognizes both natural and recombinant TNF-α and shows neutralizing activity. | Monoclonal antibodies | 1 ml (100 µg/ml) 0.2 µm filtered antibody solution in PBS, containing 0.1% bovine serum albumin. | For flow cytometry, dilutions to be used depend on detection system applied. It is recommended that users test the reagent and determine their own optimal dilutions. The typical starting working dilution is 1:50. For functional studies, in vitro dilutions have to be optimized in user’s experimental setting. | Cytotoxin purified from conA induced T cell clone 29 |  | Mouse | 1.-Echtenacher, B et al; Requirement of endogenous tumor necrosis factor/cachectin for recovery from experimental peritonitis. J Immunol 1990, 145: 3762 2.-Gerspach, J et al; Detection of membrane-bound tumor necrosis Factor (TNF): an analysis of TNF-specific reagents. Microsc Res Tech 2000, 50: 243 3.-Demjen, D et al; Neutralization of CD95 ligand promotes regeneration and functional recovery after spinal cord injury. Nat Med 2004, 10: 389 4.-Rajashekhar, G et al; Divergent and convergent effects on gene expression and function in acute versus chronic endothelial activation. Physiol Genomics 2007, 31: 104 5.-Sangaletti, S et al; Oncogene-driven intrinsic inflammation induces leukocyte production of tumor necrosis factor that critically contributes to mammary carcinogenesis. Cancer Res 2010, 70: 7764 | Product should be stored at 4 °C. Under recommended storage conditions, product is stable for at least one year. The exact expiry date is indicated on the label. | For research use only. Not for use in or on humans or animals or for diagnostics. It is the responsibility of the user to comply with all local/state and federal rules in the use of this product. Hycult Biotech is not responsible for any patent infringements that might result from the use or derivation of this product. | FC: Antibody V1q stains the extracellular domain of mouse TNF-;. The CHO cells were fixed in PBA containing 0.2 % formaldehyde before staining. As positive control mTNF-; transfected cells were used. (Ref.2) FS: Antibody V1q functions as a neutralizing antibody. The antibody was functionally tested by neutralization of the cytopathic effect of cytotoxin in the L929 TNF bioassay. The biological activity of the antibody can be defined as the concentration of V1q required to neutralize 100 U/ml of TNF/cytotoxin. (Ref.1) | TNF, TNF-SF2, DIF, cachectin, TNF-α, tumor necrosis factor ligand superfamily member 2
https://www.hycultbiotech.com/products/types/hm1011bt-50ug | TNF-RII, Mouse, mAb HM102, biotinylated | 50 µg | Flow cytometry, Frozen sections, Functional studies, Immuno assays, Immuno precipitation, Western blot |  | The monoclonal antibody HM102 recognizes the extracellular part of membrane-bound TNF-RII as well as the soluble form of TNF-RII which is generated by proteolytic cleavage of the extracellular domain. The soluble form can still bind TNF-alpha with high affinity and functions as a TNF-alpha antagonist. TNF-alpha is an important signalling protein in the immune system which can activate inflammatory responses, induce apoptosis, regulate cellular proliferation, and may even promote cancer progression. TNF-alpha can bind to two structurally distinct membrane receptors, TNF-RI and TNFRII, which have both distinct and overlapping downstream signaling cascades. TNFRI is believed to be expressed on nearly all cell types, whereas TNFRII exhibits more restricted expression, being found on certain subpopulations of immune cells and several other cell types. A dominant role of TNFRII has been shown in thymocyte activation by TNF-alpha, whereas induction of cytotoxicity and other functions are mediated largely by TNF-RI. TNF-RI is equally well activated by both the 17 kDa soluble and 26 kDa membrane-bound form, whereas TNF-RII is activated only by the membrane bound form of TNF-alpha. The antibody is an agonistic receptor modulating antibody. It enhances in vitro TNF alpha responses by increasing the affinity of the soluble form of TNF-alpha for TNF-RII. | Monoclonal antibodies | 0.5 ml (100 μg/ml) 0.2 μm protein G purified biotinylated antibody solution in PBS, containing 0.1% bovine serum albumin and 0.02% sodium azide. | Dilutions to be used depend on detection system applied. It is recommended that users test the reagent and determine their own optimal dilutions. The typical starting working dilution is 1:50. For functional studies, in vitro dilutions have to be optimized in user’s experimental setting. |  | Rat IgG2a | Mouse | 1. Tacchini-Cottier, F et al; Role of TNFR1 and TNFR2 in TNF-induced platelet consumption in mice. J Immunol 1998, 160: 6182 2. Brekke, O et al. Specificity of endogenous fatty acid release during tumor necrosis factor-induced apoptosis in WEHI164 fibrosarcoma cells. J of Lipid res. 1999, 40:2223 3. Marchetti, L et al; Tumor Necrosis Factor (TNF)-mediated neuroprotection against glutamate-induced excitotoxicity is enhanced by N-methyl-D-aspartate receptor activation. J Biol Chem 2004, 279: 32869 4. Taoufik, E et al; FLIPL protects neurons against in vivo ischemia and in vitro glucose deprivation-induced cell death. J Neurosci 2007, 27: 6633 5. Veroni, C et al; Activation of TNF receptor 2 in microglia promotes induction of anti-inflammatory pathways. Mol Cell Neurosci 2010, 45: 234 6. Chee, J et al. TNF receptor 1 deficiency increases regulatory T cell function in nonobese diabetic mice. J immunol 2011, 187:1702-1712 | Product should be stored at 4 °C. Under recommended storage conditions, product is stable for at least one year. | For research use only. Not for use in or on humans or animals or for diagnostics. It is the responsibility of the user to comply with all local/state and Federal rules in the use of this product. Hycult Biotech is not responsible for any patent infringements that might result with the use of or derivation of this product. | FS: In most cases 2μg/ml acts agonistically FC: 100.000 microglia cells were incubated with 10μg/ml PBS/1%serum for 30 min on ice W: A reduced sample treatment and SDS-Page was used. The band size (s) is 75 kDa (Ref.4). | Tumor necrosis factor receptor superfamily member 1B, CD120b, TNF-R2, p75, p80 TNF-alpha receptor Gene name: Tnfrsf1b
https://www.hycultbiotech.com/products/types/hm1011f-100ug | TNF-RII, Mouse, mAb HM102, FITC | 100 µg | Flow cytometry, Frozen sections, Functional studies, Immuno assays, Immuno precipitation, Western blot |  | The monoclonal antibody HM102 recognizes the extracellular part of membrane-bound TNF-RII as well as the soluble form of TNF-RII which is generated by proteolytic cleavage of the extracellular domain. The soluble form can still bind TNF-alpha with high affinity and functions as a TNF-alpha antagonist. TNF-alpha is an important signalling protein in the immune system which can activate inflammatory responses, induce apoptosis, regulate cellular proliferation, and may even promote cancer progression. TNF-alpha can bind to two structurally distinct membrane receptors, TNF-RI and TNFRII, which have both distinct and overlapping downstream signaling cascades. TNFRI is believed to be expressed on nearly all cell types, whereas TNFRII exhibits more restricted expression, being found on certain subpopulations of immune cells and several other cell types. A dominant role of TNFRII has been shown in thymocyte activation by TNF-alpha, whereas induction of cytotoxicity and other functions are mediated largely by TNF-RI. TNF-RI is equally well activated by both the 17 kDa soluble and 26 kDa membrane-bound form, whereas TNF-RII is activated only by the membrane bound form of TNF-alpha. The antibody is a agonistic receptor modulating antibody. It enhances in vitro TNF alpha responses by increasing the affinity of the soluble form of TNF-alpha for TNF-RII. | Monoclonal antibodies | 1 ml (100 μg/ml) 0.2 μm protein G purified FITC conjugated antibody solution in PBS, containing 1% bovine serum albumin and 0.02% sodium azide. | Dilutions to be used depend on detection system applied. It is recommended that users test the reagent and determine their own optimal dilutions. The typical starting working dilution is 1:50. For functional studies, in vitro dilutions have to be optimized in user’s experimental setting. |  | Rat IgG2a | Mouse | 1. Tacchini-Cottier, F et al; Role of TNFR1 and TNFR2 in TNF-induced platelet consumption in mice. J Immunol 1998, 160: 6182 2. Brekke, O et al. Specificity of endogenous fatty acid release during tumor necrosis factor-induced apoptosis in WEHI164 fibrosarcoma cells. J of Lipid res. 1999, 40:2223 3. Marchetti, L et al; Tumor Necrosis Factor (TNF)-mediated neuroprotection against glutamate-induced excitotoxicity is enhanced by N-methyl-D-aspartate receptor activation. J Biol Chem 2004, 279: 32869 4. Taoufik, E et al; FLIPL protects neurons against in vivo ischemia and in vitro glucose deprivation-induced cell death. J Neurosci 2007, 27: 6633 5. Veroni, C et al; Activation of TNF receptor 2 in microglia promotes induction of anti-inflammatory pathways. Mol Cell Neurosci 2010, 45: 234 6. Chee, J et al. TNF receptor 1 deficiency increases regulatory T cell function in nonobese diabetic mice. J immunol 2011, 187:1702-1712 | Product should be stored at 4 °C. Under recommended storage conditions, product is stable for at least one year. The exact expiry date is indicated on the label. | For research use only. Not for use in or on humans or animals or for diagnostics. It is the responsibility of the user to comply with all local/state and federal rules in the use of this product. Hycult Biotech is not responsible for any patent infringements that might result from the use or derivation of this product. | FS: In most cases 2μg/ml acts agonistically FC: 100.000 microglia cells were incubated with 10μg/ml PBS/1%serum for 30 min on ice W: A reduced sample treatment and SDS-Page was used. The band size (s) is 75 kDa (Ref.4). | Tumor necrosis factor receptor superfamily member 1B, CD120b, TNF-R2, p75, p80 TNF-alpha receptor Gene name: Tnfrsf1b
https://www.hycultbiotech.com/products/types/hm1011-100ug | TNF-RII, Mouse, mAb HM102 | 100 µg | Flow cytometry, Frozen sections, Functional studies, Immuno assays, Immuno precipitation, Western blot |  | The monoclonal antibody HM102 recognizes the extracellular part of membrane-bound TNF-RII as well as the soluble form of TNF-RII which is generated by proteolytic cleavage of the extracellular domain. The soluble form can still bind TNF-alpha with high affinity and functions as a TNF-alpha antagonist. TNF-alpha is an important signalling protein in the immune system which can activate inflammatory responses, induce apoptosis, regulate cellular proliferation, and may even promote cancer progression. TNF-alpha can bind to two structurally distinct membrane receptors, TNF-RI and TNFRII, which have both distinct and overlapping downstream signaling cascades. TNFRI is believed to be expressed on nearly all cell types, whereas TNFRII exhibits more restricted expression, being found on certain subpopulations of immune cells and several other cell types. A dominant role of TNFRII has been shown in thymocyte activation by TNF-alpha, whereas induction of cytotoxicity and other functions are mediated largely by TNF-RI. TNF-RI is equally well activated by both the 17 kDa soluble and 26 kDa membrane-bound form, whereas TNF-RII is activated only by the membrane bound form of TNF-alpha. The antibody is a agonistic receptor modulating antibody. It enhances in vitro TNF alpha responses by increasing the affinity of the soluble form of TNF-alpha for TNF-RII. | Monoclonal antibodies | 1 ml (100 μg/ml) 0.2 μm protein G purified antibody solution in PBS, containing 0.1% bovine serum albumin. | Dilutions to be used depend on detection system applied. It is recommended that users test the reagent and determine their own optimal dilutions. The typical starting working dilution is 1:50. For functional studies, in vitro dilutions have to be optimized in user’s experimental setting. |  | Rat IgG2a | Mouse | 1. Tacchini-Cottier, F et al; Role of TNFR1 and TNFR2 in TNF-induced platelet consumption in mice. J Immunol 1998, 160: 6182 2. Brekke, O et al. Specificity of endogenous fatty acid release during tumor necrosis factor-induced apoptosis in WEHI164 fibrosarcoma cells. J of Lipid res. 1999, 40:2223 3. Marchetti, L et al; Tumor Necrosis Factor (TNF)-mediated neuroprotection against glutamate-induced excitotoxicity is enhanced by N-methyl-D-aspartate receptor activation. J Biol Chem 2004, 279: 32869 4. Taoufik, E et al; FLIPL protects neurons against in vivo ischemia and in vitro glucose deprivation-induced cell death. J Neurosci 2007, 27: 6633 5. Veroni, C et al; Activation of TNF receptor 2 in microglia promotes induction of anti-inflammatory pathways. Mol Cell Neurosci 2010, 45: 234 6. Chee, J et al. TNF receptor 1 deficiency increases regulatory T cell function in nonobese diabetic mice. J immunol 2011, 187:1702-1712 | Product should be stored at 4 °C. Under recommended storage conditions, product is stable for at least one year. The exact expiry date is indicated on the label. | For research use only. Not for use in or on humans or animals or for diagnostics. It is the responsibility of the user to comply with all local/state and federal rules in the use of this product. Hycult Biotech is not responsible for any patent infringements that might result from the use or derivation of this product. | FS: In most cases 2μg/ml acts agonistically FC: 100.000 microglia cells were incubated with 10μg/ml PBS/1%serum for 30 min on ice W: A reduced sample treatment and SDS-Page was used. The band size (s) is 75 kDa (Ref.4). | Tumor necrosis factor receptor superfamily member 1B, CD120b, TNF-R2, p75, p80 TNF-alpha receptor Gene name: Tnfrsf1b
https://www.hycultbiotech.com/products/types/hm1005-100ug | IL-6, Mouse, mAb MP5-32C11 | 100 µg | Functional studies, Immuno assays, Immuno precipitation, Western blot |  | The antibody neutralizes mouse interleukin 6 (IL-6). It does not cross-react with LPS (the component of the bacterial cell wall which is considered responsible for the toxicity of gram-negative bacteria) and TNFalpha nor does it block human or rat IL-6 in proliferation assays using the KD83 cell line. MP5-32C11 inhibits mouse IL-6-induced proliferation of the NFS60 myelomonocytic cell line and KD83 plasmacytoma. IL-6 is a pluripotent 20-22 kDa cytokine which plays a role in the pathophysiology of severe infection and regulates the immune response, acute phase reaction and haematopoiesis. IL-6 plays a critical role in Bcell differentiation to plasma cells and is a potent growth factor for plasmacytoma and myeloma. Continuous IL-6 gene expression makes an essential contribution to a multistep oncogenesis of plasma cell neoplasia. IL-6 is a very useful culture supplement for the generation of a high number of antibodyproducing hybridomas. | Monoclonal antibodies | 1 ml (100 μg/ml) 0.2 μm filtered antibody solution in PBS, containing 0.1% bovine serum albumin. | For Western blotting dilutions to be used depend on detection system applied. It is recommended that users test the reagent and determine their own optimal dilutions. The typical starting working dilution is 1:10. For neutralisation of biological activity dilutions have to be made according to the amount of IL-6 to be inactivated. |  | Rat IgG2a | Mouse | 1. Takatsuki, F et al; Human recombinant IL-6/B cell stimulatory factor 2 augments murine antigen-specific antibody responses in vitro and in vivo. J Immunol 1988, 141: 3072 2. McKenzie, D et al; Alloantigen presentation by B cells. Requirement for IL-1 and IL-6. J Immunol 1988, 141: 2907 3. van Snick, J et al; Interleukin-6: an overview. Annu Rev Immunol 1990, 8: 253 4. Heinrich, PC et al; Interleukin-6 and the acute phase response. Biochem J 1990, 265: 621 5. Starnes, HF Jr et al; Anti-IL-6 monoclonal antibodies protect against lethal Escherichia coli infection and lethal tumor necrosis factor-alpha challenge in mice. J Immunol 1990, 145: 4185 6. Hirano, T et al; Interleukin 6 (IL-6) and its receptor: their role in plasma cell neoplasias. Int J Cell Cloning 1991, 9: 166 7. Hooghe-Peters, E et al; Interleukin-1, interleukin-6: messengers in the neuroendocrine immune system? Pathol Res Pract 1991, 187: 622 | Lyophilized product should be stored at 4°C. Store stock solution in aliquots at –20°C. Repeated freeze and thaw cycles will cause loss of activity. Under recommended storage conditions, product is stable for one year. | For research use only. Not for use in or on humans or animals or for diagnostics. It is the responsibility of the user to comply with all local/state and Federal rules in the use of this product. Hycult Biotech is not responsible for any patent infringements that might result with the use of or derivation of this product. | The antibody can be used for immunochemical investigations of mouse IL-6 in structural studies and for quantitative/qualitative immunochemical detection methods. The antibody neutralizes the biological activity of mouse IL-6. Furthermore the antibody is useful for Western blot and as tracer antibody use in immuno assay procedures.
https://www.hycultbiotech.com/products/types/hm1004-05 | IL-6, Mouse, mAb MP5-20F3 | 500 µg | Functional studies, Immuno assays, Immuno precipitation |  | The antibody neutralizes mouse interleukin 6 (IL-6). It does not cross-react with LPS (the component of the bacterial cell wall which is considered responsible for the toxicity of gram-negative bacteria) and TNF-alpha nor does it bind to either human or rat IL-6. The antibody inhibits IL-6 induced proliferation of the B9 assay. IL-6 is a pluripotent 20-22 kDa cytokine which plays a role in the pathophysiology of severe infection and regulates the immune response, acute phase reaction and haematopoiesis. IL-6 plays a critical role in B-cell differentiation to plasma cells and is a potent growth factor for plasmacytoma and myeloma. Continuous IL-6 gene expression makes an essential contribution to a multistep oncogenesis of plasma cell neoplasia. IL-6 is a very useful culture supplement for the generation of a high number of antibody-producing hybridomas. | Monoclonal antibodies | 1.0 ml (0.5 mg/ml) 0.2 µm filtered antibody solution in PBS. | For neutralisation of biological activity dilutions have to be made according to the amount of IL-6 to be inactivated. |  | Rat IgG1 | Mouse | 1. Takatsuki, F et al; Human recombinant IL-6/B cell stimulatory factor 2 augments murine antigen-specific antibody responses in vitro and in vivo. J Immunol 1988, 141: 3072 2. McKenzie, D et al; Alloantigen presentation by B cells. Requirement for IL-1 and IL-6. J Immunol 1988, 141: 2907 3. van Snick, J et al; Interleukin-6: an overview. Annu Rev Immunol 1990, 8: 253 4. Heinrich, PC et al; Interleukin-6 and the acute phase response. Biochem J 1990, 265: 621 5. Starnes, HF Jr et al; Anti-IL-6 monoclonal antibodies protect against lethal Escherichia coli infection and lethal tumor necrosis factor-alpha challenge in mice. J Immunol 1990, 145: 4185 6. Hirano, T et al; Interleukin 6 (IL-6) and its receptor: their role in plasma cell neoplasias. Int J Cell Cloning 1991, 9: 166 7. Hooghe-Peters, E et al; Interleukin-1, interleukin-6: messengers in the neuroendocrine immune system? Pathol Res Pract 1991, 187: 622 | Product should be stored at 4 °C. Under recommended storage conditions, product is stable for one year. | For research use only. Not for use in or on humans or animals or for diagnostics. It is the responsibility of the user to comply with all local/state and Federal rules in the use of this product. Hycult Biotech is not responsible for any patent infringements that might result with the use of or derivation of this product. | The antibody can be used for in vitro and in vivo inhibition of activity of IL-6. Furthermore the antibody is useful for immunochemical investigations of mouse IL-6 in structural studies and for quantitative/qualitative immunochemical detection methods. This antibody may be used as a coating antibody in immuno assay procedures.
https://www.hycultbiotech.com/products/types/hm1004-100ug | IL-6, Mouse, mAb MP5-20F3 | 100 µg | Functional studies, Immuno assays, Immuno precipitation |  | The antibody neutralizes mouse interleukin 6 (IL-6). It does not cross-react with LPS (the component of the bacterial cell wall which is considered responsible for the toxicity of gram-negative bacteria) and TNFalpha nor does it bind to either human or rat IL-6. The antibody inhibits IL-6 induced proliferation of the B9 assay. IL-6 is a pluripotent 20-22 kDa cytokine which plays a role in the pathophysiology of severe infection and regulates the immune response, acute phase reaction and haematopoiesis. IL-6 plays a critical role in B-cell differentiation to plasma cells and is a potent growth factor for plasmacytoma and myeloma. Continuous IL-6 gene expression makes an essential contribution to a multistep oncogenesis of plasma cell neoplasia. IL-6 is a very useful culture supplement for the generation of a high number of antibody-producing hybridomas. | Monoclonal antibodies | 1 ml (100 μg/ml) 0.2 μm filtered antibody solution in PBS containing 0.1% bovine serum albumin. | For neutralisation of biological activity dilutions have to be made according to the amount of IL-6 to be inactivated. |  | Rat IgG1 | Mouse | 1. Takatsuki, F et al; Human recombinant IL-6/B cell stimulatory factor 2 augments murine antigen-specific antibody responses in vitro and in vivo. J Immunol 1988, 141: 3072 2. McKenzie, D et al; Alloantigen presentation by B cells. Requirement for IL-1 and IL-6. J Immunol 1988, 141: 2907 3. van Snick, J et al; Interleukin-6: an overview. Annu Rev Immunol 1990, 8: 253 4. Heinrich, PC et al; Interleukin-6 and the acute phase response. Biochem J 1990, 265: 621 5. Starnes, HF Jr et al; Anti-IL-6 monoclonal antibodies protect against lethal Escherichia coli infection and lethal tumor necrosis factor-alpha challenge in mice. J Immunol 1990, 145: 4185 6. Hirano, T et al; Interleukin 6 (IL-6) and its receptor: their role in plasma cell neoplasias. Int J Cell Cloning 1991, 9: 166 7. Hooghe-Peters, E et al; Interleukin-1, interleukin-6: messengers in the neuroendocrine immune system? Pathol Res Pract 1991, 187: 622 | Product should be stored at 4 °C. Under recommended storage conditions, product is stable for one year. | For research use only. Not for use in or on humans or animals or for diagnostics. It is the responsibility of the user to comply with all local/state and Federal rules in the use of this product. Hycult Biotech is not responsible for any patent infringements that might result with the use of or derivation of this product. | The antibody can be used for in vitro and in vivo inhibition of activity of IL-6. Furthermore the antibody is useful for immunochemical investigations of mouse IL-6 in structural studies and for quantitative/qualitative immunochemical detection methods. This antibody may be used as a coating antibody in immuno assay procedures.
https://www.hycultbiotech.com/products/types/hm1002 | IFN-gamma, Mouse, mAb F3 | 100 µg | Functional studies, Immuno assays, Immuno precipitation |  | Monoclonal antibody F3 binds and neutralizes both natural and recombinant mouse gamma Interferon. Its binding and neutralizing activity has been demonstrated in vitro and in vivo. F3 antibodies have been demonstrated to be able to inhibit inflammatory responses to bacterial lipopolysaccharides. These antibodies were furthermore shown to inhibit Shwartzman reactions and to protect NZB mice against spontaneous development of autoimmune disease. The antibody does not react with rat or human gamma interferon. | Monoclonal antibodies | 1 ml (100 μg/ml) 0.2 μm filtered protein G purified antibody solution in PBS, containing 0.1% bovine serum albumin. The endotoxin concentration is < 24 EU/mg, determined with HIT302 LAL Assay. | Dilutions to be used depend on detection system applied. It is recommended that users test the reagent and determine their own optimal dilutions. The typical starting working dilution is 1:50. |  | Rat IgG2a | Mouse | 1. Armstrong, JA et al; Semi-micro, dye-binding assay for rabbit interferon. J Appl Microbiol 1971, 21: 723 2. van Tiel, FH et al; Detection of Semliki Forest virus in cell culture by use of an enzyme immunoassay with peroxidase-labeled monoclonal antibodies specific for glycoproteins E1 and E2. J Clin Microbiol 1984, 20: 387 3. Dijkmans, R et al; Heterogeneity of Chinese hamster ovary cell-produced recombinant murine interferon-gamma. J Biol Chem 1987, 262: 2528 4. Heremans, H et al; Regulation by interferons of the local inflammatory response to bacterial lipopolysaccharide. J Immunol 1987, 138 : 4175 5. Billiau, A et al; anti-interferon-gamma antibody protects mice against the generalized Shwartzman reaction. Eur J Immunol 1987, 17 : 1851 6. Jacob, CO et al; in vivo treatment of (NZB X NZW) F1 lupus-like nephritis with monoclonal antibody to gamma interferon. J Exp Med 1987, 166: 798 7. Wolfs, T et al; In vivo expression of Toll-like receptor 2 and 4 by renal epithelial cells: IFN-gamma and TNF-alpha mediated up-regulation during inflammation. J immunol 2002, 168: 1286 | Product should be stored at 4°C. Under recommended storage conditions, product is stable for at least one year. | For research use only. Not for use in or on humans or animals or for diagnostics. It is the responsibility of the user to comply with all local/state and Federal rules in the use of this product. Hycult Biotech is not responsible for any patent infringements that might result with the use of or derivation of this product. | FS: The antibody can be used for in vitro and in vivo inhibition of activity of IFN-gamma. For neutralisation of biological activity dilutions have to be made according to the amount of Interferon to be inactivated. One neutralizing unit is defined as the amount of antibody sufficient for neutralizing one unit of mouse gamma Interferon antiviral activity as calibrated against NIH standard Gg02-901-533. | IFN-γ
https://www.hycultbiotech.com/products/types/hm1001-500ug | IFN-alpha, Mouse, mAb F18 | 0.5 mg | Flow cytometry, Functional studies, Immuno assays, Western blot |  | The monoclonal antibody F18 recognizes and neutralizes both natural and recombinant mouse alpha Interferon (IFN-α). IFN-α is a cytokine that belongs to the type I interferons (IFN-I). IFN-α is secreted by many cell types including lymphocytes (NK cells, B-cells and T-cells), macrophages, fibroblasts, endothelial cells, osteoblasts, microglia and others. Interferons stimulate both macrophages and NK cells to elicit an anti-viral response, and are also active against tumors. Although all cells can produce IFN-I, plasmacytoid dendritic cells (pDCs) produce 1,000-fold higher levels than other cell types, and are responsible for systemic IFN-I responses to many viruses. They are coined as the natural IFN-producing cells. However, under deprived pDC condition, other dendritic cells are capable of producing high levels of IFN-I. Interferons were initially characterized for their ability to ‘interfere' with viral replication, slow cell proliferation, and profoundly alter immunity. IFN-α has several regulatory roles and diverse biological activities, including control of cellular and humoral immune responses, inflammation, and tumor regression. In addition, IFN-α participates in the regulation of various cellular and humoral processes such as the endocrine system modulates behavior, brain activity, temperature, glucose sensitive neurons, feeding pattern and opiate activity. With the availability of monoclonal antibodies directed against IFN-α, it is possible to interpret results obtained from crude materials containing both IFN-α and IFN-β. The difficulties in studying in vitro and in vivo effects of ‘type 1’ Interferons arise from the fact that both alpha and beta Interferons are produced in response to the same stimuli and also seem to act via the same receptor. These Interferon activities can only be distinguished from one another by use of specific neutralizing antibodies. | Monoclonal antibodies | 0.5 mg 0.2 μm filtered protein G purified antibody solution in PBS with a concentration of at least 0.5 mg/ml. The endotoxin concentration is < 24 EU/mg, determined with HIT302 LAL Assay. | For flow cytometry dilutions to be used depend on detection system applied. It is recommended that users test the reagent and determine their own optimal dilutions. The typical starting working dilution is 1:10. Before use in biological assays, the product must be filter sterilized and depending on the concentration to be used dialyzed against culture medium to remove the sodium azide added. For neutralisation of biological activity dilutions have to be made according to the amount of Interferon to be inactivated. The cross reactivity with Human IFN, Mouse IFN-gamma and Mouse IFN-beta was negative. |  | Rat IgG1 | Mouse | 1. Dalod, M et al; Interferon α/β and interleukin 12 responses to viral infections: pathways regulating dendritic cell cytokine expression in vivo. J Exp Med 2002, 195: 517 2. Diebold, S et al; Viral infection switches nonplasmacytoid dendritic cells into high interferon producers. Nature 2003, 424: 324 3. Joshi, V et al; A role for Stat1 in the regulation of lipopolysaccharide-induced Interleukin-1β expression. J Interferon Cytokine Res 2006, 26: 739. 4. Wilkstrom, M et al; A Chemokine-Like Viral Protein Enhances Alpha Interferon Production by Plasmacytoid Dendritic Cells but Delays CD8 T Cell Activation and Impairs Viral Clearance. J Virol 2013, 87:7911 | Product should be stored at 4 °C. Under recommended storage conditions, product is stable for one year. | For research use only. Not for use in or on humans or animals or for diagnostics. It is the responsibility of the user to comply with all local/state and Federal rules in the use of this product. Hycult Biotech is not responsible for any patent infringements that might result with the use of or derivation of this product. | FC: For intracellular staining of IFN-α, cells can be fixed in 1 % formaldehyde; blocked and permeabilized in 0.2 % saponin, 5 % normal rabbit serum for 30 minutes on ice. (Ref.2) FS: Neutralization of IFN-α by adding 1 μg antibody F18 per mouse i.v. before treatment with 35 μg LPS i.p., decreased the LPS-induced IL-1β serum response. (Ref.3). /br> IA: HM1001 has been used as a capture antibody to determine specificity. | IFN-α
https://www.hycultbiotech.com/products/types/hm1001-100ug | IFN-alpha, Mouse, mAb F18 | 100 µg | Flow cytometry, Functional studies, Immuno assays, Western blot |  | The monoclonal antibody F18 recognizes and neutralizes both natural and recombinant mouse alpha Interferon (IFN-α). IFN-α is a cytokine that belongs to the type I interferons (IFN-I). IFN-α is secreted by many cell types including lymphocytes (NK cells, B-cells and T-cells), macrophages, fibroblasts, endothelial cells, osteoblasts, microglia and others. Interferons stimulate both macrophages and NK cells to elicit an anti-viral response, and are also active against tumors. Although all cells can produce IFN-I, plasmacytoid dendritic cells (pDCs) produce 1,000-fold higher levels than other cell types, and are responsible for systemic IFN-I responses to many viruses. They are coined as the natural IFN-producing cells. However, under deprived pDC condition, other dendritic cells are capable of producing high levels of IFN-I. Interferons were initially characterized for their ability to 'interfere' with viral replication, slow cell proliferation, and profoundly alter immunity. IFN-α has several regulatory roles and diverse biological activities, including control of cellular and humoral immune responses, inflammation, and tumor regression. In addition, IFN-α participates in the regulation of various cellular and humoral processes such as the endocrine system modulates behavior, brain activity, temperature, glucose sensitive neurons, feeding pattern and opiate activity. With the availability of monoclonal antibodies directed against IFN-α, it is possible to interpret results obtained from crude materials containing both IFN-α and IFNβ. The difficulties in studying in vitro and in vivo effects of 'type 1'. Interferons arise from the fact that both alpha and beta Interferons are produced in response to the same stimuli and also seem to act via the same receptor. These Interferon activities can only be distinguished from one another by use of specific neutralizing antibodies. | Monoclonal antibodies | 1 ml (100 μg/ml) 0.2 μm filtered protein G purified antibody solution in PBS, containing 0.1% bovine serum albumin. The endotoxin concentration is < 24 EU/mg, determined with HIT302 LAL Assay. | For flow cytometry dilutions to be used depend on detection system applied. It is recommended that users test the reagent and determine their own optimal dilutions. The typical starting working dilution is 1:10. Before use in biological assays, the product must be filter sterilized and depending on the concentration to be used dialyzed against culture medium to remove the sodium azide added. For neutralisation of biological activity dilutions have to be made according to the amount of Interferon to be inactivated. The cross reactivity with Human IFN, Mouse IFN-gamma and Mouse IFN-beta was negative. |  | Rat IgG1 | Mouse | 1. Dalod, M et al; Interferon α/β and interleukin 12 responses to viral infections: pathways regulating dendritic cell cytokine expression in vivo. J Exp Med 2002, 195: 517 2. Diebold, S et al; Viral infection switches nonplasmacytoid dendritic cells into high interferon producers. Nature 2003, 424: 324 3. Joshi, V et al; A role for Stat1 in the regulation of lipopolysaccharide-induced Interleukin-1β expression. J Interferon Cytokine Res 2006, 26: 739. 4. Wilkstrom, M et al; A Chemokine-Like Viral Protein Enhances Alpha Interferon Production by Plasmacytoid Dendritic Cells but Delays CD8 T Cell Activation and Impairs Viral Clearance. J Virol 2013, 87:7911 | Product should be stored at 4 °C. Under recommended storage conditions, product is stable for one year. | For research use only. Not for use in or on humans or animals or for diagnostics. It is the responsibility of the user to comply with all local/state and Federal rules in the use of this product. Hycult Biotech is not responsible for any patent infringements that might result with the use of or derivation of this product. | FC: For intracellular staining of IFN-α, cells can be fixed in 1 % formaldehyde; blocked and permeabilized in 0.2 % saponin, 5 % normal rabbit serum for 30 minutes on ice. (Ref.2) FS: Neutralization of IFN-α by adding 1 μg antibody F18 per mouse i.v. before treatment with 35 μg LPS i.p., decreased the LPS-induced IL-1β serum response. (Ref.3). IA: HM1001 has been used as a capture antibody to determine specificity. | IFN-α
https://www.hycultbiotech.com/products/types/hm1141-500ug | Podoplanin, Mouse, clone pMab-1, functional study antibody, low endotoxin | 0.5 mg | Flow cytometry, Frozen sections, Functional studies, Immuno fluorescence, Paraffin sections, Western blot |  | Monoclonal antibody pMab-1 recognizes human Podoplanin (PDPN; agrrus). Podoplanin is a small type_I transmembrane sialoglycoprotein expressed on a broad range of cell types and involved in platelet aggregation and tumor metastasis. The ca 38 kDa mouse protein was initially identified as a biomarker of lympatic endothelium, alveolar epithelium and glomerular podocytes. Expression has also been found in many tumors. However the functional role of PDPN is still poorly understood. Podoplanin consists of an extracellular domain, transmembrane domain and a cytoplasmic tail. In its extracellular domain it possesses a platelet aggregation stimulating (PLAG) domain. Podoplanin has got three PLAG domains of which PLAG3 is critical for binding with C-type lectin receptor-2 (CLEC-2). This PDPN specific receptor mediates platelet aggregation. This interaction is required to initiate and maintain separation of blood and lymphatic vessels and can be critical in process of cancer metastasis. This may lead to PDPN as possible therapeutic target. Antibody PMab-1 is produced against the platelet aggregation-stimulating domain of mouse PDPN and can be applied in western blotting, FACS and immunohistochemistry. Administration of PMab-1 in vivo reduces lymphangiogenesis in the corneal suture and ear wound healing models. PMab-1 also suppresses the infiltration of thioglycollate-induced macrophages at the site of wound healing. Furthermore, administration of PMab-1 leads to a significant suppression of the rejection reaction in the corneal transplantation model. | Monoclonal antibodies | 0.5 mg 0.2 μm filtered protein G purified antibody solution in PBS with a concentration of at least 0.5 mg/ml. The endotoxin concentration is < 24 EU/mg, determined with HIT302 LAL Assay. |  | Synthetic peptides, corresponding to amino acids 38–51 of mouse podoplanin (Ref. 1) | Rat IgG2a | Mouse | 1. Kaji, C et al; Immunohistochemical Examination of Novel Rat Monoclonal Antibodies against Mouse and Human Podoplanin. Acta Histo Cyto 2012, 45: 227 2. Maruyama, Y et al; The Effect of Podoplanin Inhibition on Lymphangiogenesis Under Pathological Conditions. Inves Opt & Vis Science 2014, 55: 4813 3. Fujii Y, et al. MAP tag: A novel tagging system for protein purification and detection. Monoclon. Antib. Immunodiagn. Immunother 2016, 35:: 293 | Product should be stored at 4°C. Under recommended storage conditions, product is stable for at least one year. | For research use only. Not for use in or on humans or animals or for diagnostics. It is the responsibility of the user to comply with all local/state and federal rules in the use of this product. Hycult Biotech is not responsible for any patent infringements that might result from the use or derivation of this product. | IHC-P: High temperature citrate pretreatment was used. Fixing the tissue longer than 24 hours leads to masking or destruction of podoplanin antigen. W: A reduced or non-reduced sample treatment and SDS-Page can be used. The band size is ~40 kDa. | Aggrus, Glycoprotein 36, Gp36, PA2.26 antigen, T1-alpha, T1A
https://www.hycultbiotech.com/products/types/hm1141-100ug | Podoplanin, Mouse, clone pMab-1 | 100 µg | Flow cytometry, Frozen sections, Functional studies, Immuno fluorescence, Paraffin sections, Western blot |  | Monoclonal antibody pMab-1 recognizes human Podoplanin (PDPN; agrrus). Podoplanin is a small type_I transmembrane sialoglycoprotein expressed on a broad range of cell types and involved in platelet aggregation and tumor metastasis. The ca 38 kDa mouse protein was initially identified as a biomarker of lympatic endothelium, alveolar epithelium and glomerular podocytes. Expression has also been found in many tumors. However the functional role of PDPN is still poorly understood. Podoplanin consists of an extracellular domain, transmembrane domain and a cytoplasmic tail. In its extracellular domain it possesses a platelet aggregation stimulating (PLAG) domain. Podoplanin has got three PLAG domains of which PLAG3 is critical for binding with C-type lectin receptor-2 (CLEC-2). This PDPN specific receptor mediates platelet aggregation. This interaction is required to initiate and maintain separation of blood and lymphatic vessels and can be critical in process of cancer metastasis. This may lead to PDPN as possible therapeutic target. Antibody PMab-1 is produced against the platelet aggregation-stimulating domain of mouse PDPN and can be applied in western blotting, FACS and immunohistochemistry. Administration of PMab-1 in vivo reduces lymphangiogenesis in the corneal suture and ear wound healing models. PMab-1 also suppresses the infiltration of thioglycollate-induced macrophages at the site of wound healing. Furthermore, administration of PMab-1 leads to a significant suppression of the rejection reaction in the corneal transplantation model. | Monoclonal antibodies | 1 ml (100 µg/ml) 0.2 µm filtered protein G purified antibody solution in PBS, containing 0.1% bovine serum albumin. |  | Synthetic peptides, corresponding to amino acids 38–51 of mouse podoplanin (Ref. 1) | Rat IgG2a | Mouse | 1. Kaji, C et al; Immunohistochemical Examination of Novel Rat Monoclonal Antibodies against Mouse and Human Podoplanin. Acta Histo Cyto 2012, 45: 227 2. Maruyama, Y et al; The Effect of Podoplanin Inhibition on Lymphangiogenesis Under Pathological Conditions. Inves Opt & Vis Science 2014, 55: 4813 3. Fujii Y, et al. MAP tag: A novel tagging system for protein purification and detection. Monoclon. Antib. Immunodiagn. Immunother 2016, 35:: 293 | Product should be stored at 4°C. Under recommended storage conditions, product is stable for at least one year. | For research use only. Not for use in or on humans or animals or for diagnostics. It is the responsibility of the user to comply with all local/state and federal rules in the use of this product. Hycult Biotech is not responsible for any patent infringements that might result from the use or derivation of this product. | IHC-P: High temperature citrate pretreatment was used. Fixing the tissue longer than 24 hours leads to masking or destruction of podoplanin antigen. W: A reduced or non-reduced sample treatment and SDS-Page can be used. The band size is ~40 kDa. | Aggrus, Glycoprotein 36, Gp36, PA2.26 antigen, T1-alpha, T1A
https://www.hycultbiotech.com/products/types/hm2122-500ug | CD36, Human, mAb FA6-152, functional study antibody, low endotoxin | 0.5 mg | Flow cytometry, Frozen sections, Functional studies, Immuno assays, Immuno fluorescence, Immuno precipitation |  | Monoclonal antibody FA6-152 recognizes human CD36 (88-kDa), a cell surface class B scavenger receptor, also known as thrombospondin receptor CD36 is a heavily N-glycosylated transmembrane protein of ~88 kDa with two short intracellular domains and a large extracellular domain. The protein is sensitive for neuroaminidase, resulting in a shift from 88 to 85 kDa. CD36 is expressed on platelets, mature monocytes and macrophages, microvascular endothelial cells, mammary endothelial cells, during stages of erythroid cell development and on some macrophage derived dendritic cells. The antibody recognizes adult and fetal monocytes, platelets and reticulocytes, but doesn’t stain lymphocytes and granulocytes. Reactivity has also been found in small intestine, kidney, liver and thyroid. CD36 expression is primarily controlled by the transcription heterodimer PPARg-RXR (peroxisome proliferator-activated receptor-g-retinoid-X-receptor). CD36 is preferentially found within lipid rafts, which facilitates its association with receptors, signaling and adaptor molecules. It is a receptor and transporter of oxidized lipids and long chain fatty acids. CD36 has been implicated in many biological processes including angiogenesis, phagocytosis, inflammation, and lipid and glucose metabolism. Several in vivo models support the role of the thrombospondin / CD36 system in angiogenesis and tumor growth. An important role for CD36 has been found in Malaria as major receptor for P. falciparum-infected red blood cells. CD36 is associated with Src-family kinases and with the integrins α3β1 and α6β1. Recently, CD36 has been identified as a protein that is required for toll like receptor (TLR2) recognition of di-acylated bacterial lipopeptides and lipoteichoic acid4. Furthermore, CD36 has been shown to function as phagocytic receptor for apoptotic cells. Many different ligands have been reported to interact with CD36, suggesting that CD36 could recognize a structure-based domain rather than specific contact residues. Monoclonal antibody FA6-152 blocks the biological activity of CD36 by blocking collagen/thrombospondin binding. The antibody agglutinates fetal but not adult erythrocytes. | Monoclonal antibodies | 0.5 mg 0.2 μm filtered protein G purified antibody solution in PBS with a concentration of at least 0.5 mg/ml. The endotoxin concentration is < 24 EU/mg, determined with HIT302 LAL Assay. | Dilutions to be used depend on detection system applied. It is recommended that users test the reagent and determine their own optimal dilutions. The typical starting working dilution is 1:50. | 20-Weeks-old fetal erythrocytes | Mouse IgG1 | Human | 1. Edelman P et al; A monoclonal antibody against an erythrocyte ontogenic antigen identifies fetal and adult erythroid progenitors. Blood 1986, 67: 56. 2. Kieffer N et al; Development regulated expression of a 78 kDa erythroblast membrane glycoprotein immunologically related to the platelet thrombospondin receptor. Biochem J 1989, 262: 835 3. Thibert V et al; Quantitation of platelet glycoprotein IV (CD36) in healthy subjects and in patients with essential thrombocythemia using an immunocapture assay. Thromb Haemost 1992, 68: 600 4. Nakata, A et al; CD36, a novel receptor for oxidized low-density lipoproteins, is highly expressed on lidip-laden macrophages in human atherosclerotic aorta. Arterioscler Thromb Vasc Biol 1999, 19: 1333 5. Ehara, S et al; Pathophysiological role of oxidezed low-density lipoprotein in plaque instability in coronary artery diseases. J Diab Complic 2002, 16: 60 6. Leonarduzzi, G et al; Oxidation as a crucial reaction for cholesterol to induce tissue degeneration: CD36 overexpression in human promonocytic cells treated with a biologically relevant oxysterol mixture, Aging Cell 2008, 7: 375 7. Leonarduzzi, G et al; Molecular signaling operated by a diet-compatible mixture of oxysterols in up-regulating CD36 receptor in CD68 positive cells, Mol. Nutr. Food Res. 2010, 54: S31 8. Finn, A et al; Hemoglobin Directs Macrophage Differentiation and Prevents Foam Cell Formation in Human Atherosclerotic Plaques, J Am Coll Cardiol. 2012, 59:166 9. Gamba, P. et al. Interaction between 24-hydroxycholesterol, oxidative stress, and amyloid-β in amplifying neuronal damage in Alzheimer’s disease: three partners in crime. Aging Cell 2011, 10: 403 10. Grange, P.A. et al Production of Superoxide Anions by Keratinocytes Initiates P. acnes-Induced Inflammation of the Skin. Plos Pathogens 2009, 5:1000527 11. Barth, H et al. Scavenger Receptor Class B Is Required for Hepatitis C Virus Uptake and Cross-Presentation by Human Dendritic Cells. J of Virol. 2008, 82: 3466 12. Nilsen, N et al. Cellular trafficking of lipoteichoic acid and Toll-like receptor 2 in relation to signaling; role of CD14 and CD36. Journal of Leukocyte Biology 2008, 84:280 | Product should be stored at 4 °C. Under recommended storage conditions, product is stable for at least one year. The exact expiry date is indicated on the label. | For research use only. Not for use in or on humans or animals or for diagnostics. It is the responsibility of the user to comply with all local/state and federal rules in the use of this product. Hycult Biotech is not responsible for any patent infringements that might result from the use or derivation of this product. | IHC-F: Tissue embedded in tissue-tek (for instance aortic tissue) followed by freezing in liquid nitrogen; 7-8 µm sections; air-dried; aceton-fixed; 10 % NGS as block (Ref 4). FC: Antibody FA6-152 stains the extracellular domain of CD36. Unfixed cells;2 µg per 100.000 cells. Positive on granulocytes (Ref 1). FS: Platelet aggregation and secretion was induced by; 1 µg/ml antibody (Ref 2). IA: 10 µg/ml antibody as coat diluted in Tris-buffered saline ; 100 µm;l/well; o/n at RT (Ref 3). IF: unfixed cells were incubated for 30 minutes at 4 °C followed by a secondary FITC polyclonal antibody; one-minute methanol fixation before analysis (Ref 1). IP: 88 kDa sialoglycoprotein in platelets; 85 and 88 kDa in HEL cells. 10 µg antibody/200 µg protein | GPIV, Fatty acid translocase (FAT), platelet glycoprotein 4, PAS IV, Platelet collagen receptor, thrombospondin receptor Gene name: CD36
https://www.hycultbiotech.com/products/types/hm2334-500ug | S100A4, Human, mAb 5A3 | 0.5 mg | Functional studies, Immuno assays, Paraffin sections, Western blot |  | The monoclonal antibody clone 5A3 recognizes S100A4. S100A4 is a member of the S100 family. To date, the family consists of 22 members. S100 proteins are low molecular weight calcium binding proteins. The proteins consist of 2 calcium binding EF-hands located on the termini flanked by hydrophobic hinge regions. Calcium ions acts as a global second messenger involved in the regulation of many aspects of cell function. S100 proteins are involved in sensing and transforming calcium signals to downstream cellular responses. S100 proteins are located in the cytoplasm and/or nucleus of a wide range of cell types and involved in the regulation of cellular processes such as cell cycle progression and differentiation and inflammatory responses. Several S100 members have been found to act as cytokines in inflammation, particularly in autoimmune skin conditions such as psoriasis. S100A4 may function in motility, invasion, and tubulin polymerization. Chromosomal rearrangements and altered S100A4 gene expression have been implicated in tumor metastasis. Studies have shown that S100A4 is involved tumor progression and metastasis in various malignant tumors. Detection of S100A4 expression becomes a promising candidate biomarker in cancer early diagnosis and prediction of cancer metastasis. Therefore S100A4 may have high therapeutic value. | Monoclonal antibodies | 0.5 mg 0.2 μm filtered protein G purified antibody solution in PBS with a concentration of at least 0.5 mg/ml. | Dilutions to be used depend on detection system applied. It is recommended that users test the reagent and determine their own optimal dilutions. The typical starting working dilution is 1:50. | Full length human recombinant protein isolated from E.coli. | Mouse IgG1 | Human |  | Product should be stored at 4°C. Under recommended storage conditions, product is stable for at least one year. | For research use only. Not for use in or on humans or animals or for diagnostics. It is the responsibility of the user to comply with all local/state and federal rules in the use of this product. Hycult Biotech is not responsible for any patent infringements that might result from the use or derivation of this product. | W: A reduced sample treatment and SDS-Page was used. The band size is ~12 kDa. FS: Antibody clone 5A3 can be used as blocking antibody. | Protein S100-A4, Calvasculin, Metastasin, Placental calcium-binding protein, Protein Mts1, S100 calcium-binding protein A4
https://www.hycultbiotech.com/catalog/product/view/id/1213/s/hm2334/ | S100A4, Human, mAb 5A3 | 100 µg | Functional studies, Immuno assays, Paraffin sections, Western blot |  | The monoclonal antibody clone 5A3 recognizes S100A4. S100A4 is a member of the S100 family. To date, the family consists of 22 members. S100 proteins are low molecular weight calcium binding proteins. The proteins consist of 2 calcium binding EF-hands located on the termini flanked by hydrophobic hinge regions. Calcium ions acts as a global second messenger involved in the regulation of many aspects of cell function. S100 proteins are involved in sensing and transforming calcium signals to downstream cellular responses. S100 proteins are located in the cytoplasm and/or nucleus of a wide range of cell types and involved in the regulation of cellular processes such as cell cycle progression and differentiation and inflammatory responses. Several S100 members have been found to act as cytokines in inflammation, particularly in autoimmune skin conditions such as psoriasis. S100A4 may function in motility, invasion, and tubulin polymerization. Chromosomal rearrangements and altered S100A4 gene expression have been implicated in tumor metastasis. Studies have shown that S100A4 is involved tumor progression and metastasis in various malignant tumors. Detection of S100A4 expression becomes a promising candidate biomarker in cancer early diagnosis and prediction of cancer metastasis. Therefore S100A4 may have high therapeutic value. | Monoclonal antibodies | 1 ml (100 μg/ml) 0.2 μm filtered protein G purified antibody solution in PBS and 0.1% BSA. | Dilutions to be used depend on detection system applied. It is recommended that users test the reagent and determine their own optimal dilutions. The typical starting working dilution is 1:50. | Full length human recombinant protein isolated from E.coli. | Mouse IgG1 | Human |  | Product should be stored at 4°C. Under recommended storage conditions, product is stable for at least one year. | For research use only. Not for use in or on humans or animals or for diagnostics. It is the responsibility of the user to comply with all local/state and federal rules in the use of this product. Hycult Biotech is not responsible for any patent infringements that might result from the use or derivation of this product. | W: A reduced sample treatment and SDS-Page was used. The band size is ~12 kDa. FS: Antibody clone 5A3 can be used as blocking antibody. | Protein S100-A4, Calvasculin, Metastasin, Placental calcium-binding protein, Protein Mts1, S100 calcium-binding protein A4
https://www.hycultbiotech.com/catalog/product/view/id/1197/s/hm1054-10mg/category/86/ | TLR2, Mouse/Human, mAb T2.5 | 10 mg | Flow cytometry, Frozen sections, Functional studies, Immuno assays, Immuno fluorescence, Immuno precipitation |  | The monoclonal antibody T2.5 recognizes human Toll-like receptor 2 (TLR2). Toll-like receptors (TLR) are highly conserved throughout evolution and have been implicated in the innate defense to many pathogens. At present, ligands for several of the TLR's, such as TLR2-6,9, have been identified, confirming their role in first line defense against invading microorganism. In mammals, TLRs are identified as type I transmembrane signaling receptors with an extracellular portion containing leucine-rich repeats with pattern recognition capabilities. Pathogen recognition by TLRs provokes rapid activation of innate immunity by inducing proliferation of proinflammatory cytokines and upregulation of costimulatory molecules and eventually toinitiation of adaptive immunity. TLR2 has been identified as a receptor that is central to the innate immune response to lipoproteins of Gram-negative bacteria, several whole Gram-positive bacteria, as well as a receptor for peptidoglycan and lipoteichoic acid and other bacterial cell membrane products. It is suggested that TLR2 is able to recognize such a wide variety of PAMPs (pathogen-specific molecular patterns) by forming heterodimers with other TLRs like e.g. TLR6. TLR2 is essential for recognizing lipopeptides and lipoproteins from several microorganisms and also peptidoglycans derived from gram-positive bacteria. Bacterial species as diverse as mycobacteria, spirochetes, mycoplasma, Staphylococcus aureus, and Streptococcus pneumoniae have all been shown to mediate cellular activation via TLR2. | Monoclonal antibodies | 10 mg 0.2 μm filtered protein G purified antibody solution in PBS with a concentration of at least 0.5 mg/ml (exact concentration is indicated on the label). The endotoxin concentration is < 24 EU/mg, determined with HIT302 LAL Assay. | Dilutions to be used depend on detection system applied. It is recommended that users test the reagent and determine their own optimal dilutions. The typical starting working dilution is 1:50. For functional studies, in vitro dilutions have to be optimized in user’s experimental setting. | Mouse TLR2 peptide | Mouse IgG1 | Human/Mouse | 1. Meng, G et al; Antagonistic antibody prevents toll-like receptor 2-driven lethal shock-like syndromes. J Clin Invest 2004, 113: 1473 2. Roura-Mir, C et al; Mycobacterium tuberculosis regulates CD1 antigen presentation pathways through TLR-2. J Immunol 2005, 175: 1758 3. Leemans, J et al; Renal-associated TLR2 mediates ischemia/reperfusion injury in the kidney. J Clin Invest 2005 115: 2894 4. Spiller, S et al; TLR4-induced IFN-γ production increases TLR2 sensitivity and drives Gram-negative sepsis in mice. JEM 2008, 205: 1747 5. Sutmuller, R et al; Toll-like receptor 2 controls expansion and function of regulatory T-cells. J Clin Invest 2006, 116:485 6. Brull, F et al; TLR2 activation is essential to induce a Th1 shift in human peripheral blood mononuclear cells by plant stanols and plant sterols. J Biol Chem 2010, 285:2951 7. Guan, Y et al; Human TLRs 10 and 1 share common mechanism of innate immune sensing but not signaling. J Immunol 2010, 184:5094 8. Stribos, E et al; Renal expression of Toll-like receptor 2 and 4: Dynamics in human allograft injury and comparison to rodents. Molecular Immunology 2015, 64: 82 9. Mason, L et al; Borrelia burgdorferi Induces TLR2-Mediated Migration of Activated Dendritic Cells in an Ex Vivo Human Skin Model. PLoS ONE 2016, 11: e0164040 10. Stoppelaar, S et al; Toll-Like Receptor Signalling Is Not Involved in Platelet Response to Streptococcus pneumoniae In Vitro or In Vivo. PLoS ONE 2016, 11: e0156977 | Product should be stored at 4 °C. Under recommended storage conditions, product is stable for one year. | For research use only. Not for use in or on humans or animals or for diagnostics. It is the responsibility of the user to comply with all local/state and federal rules in the use of this product. Hycult Biotech is not responsible for any patent infringements that might result from the use or derivation of this product. | IHC-F: 6 µm sections were fixed with aceton. Sections were blocked with goat serum and exposed o/n with T2.5. FC: 4*104 leukocytes/ml were stained for 30 minutes at 4 °C. FS: mice were injected i.p. with 1 mg T2.5, after 1h incubation mice were challenged;T2.5 5 µg/ml was added to cell culture. IP: 40 µg cleared protein was incubated with 2 µg T2.5 for 1h at 4 °C. IA: T2.5 as a detector. | TLR2, CD282, TIL4 Gene name: Tlr2
https://www.hycultbiotech.com/catalog/product/view/id/1196/s/hm1054-5mg/category/86/ | TLR2, Mouse/Human, mAb T2.5 | 5 mg | Flow cytometry, Frozen sections, Functional studies, Immuno assays, Immuno fluorescence, Immuno precipitation |  | The monoclonal antibody T2.5 recognizes human Toll-like receptor 2 (TLR2). Toll-like receptors (TLR) are highly conserved throughout evolution and have been implicated in the innate defense to many pathogens. At present, ligands for several of the TLR's, such as TLR2-6,9, have been identified, confirming their role in first line defense against invading microorganism. In mammals, TLRs are identified as type I transmembrane signaling receptors with an extracellular portion containing leucine-rich repeats with pattern recognition capabilities. Pathogen recognition by TLRs provokes rapid activation of innate immunity by inducing proliferation of proinflammatory cytokines and upregulation of costimulatory molecules and eventually toinitiation of adaptive immunity. TLR2 has been identified as a receptor that is central to the innate immune response to lipoproteins of Gram-negative bacteria, several whole Gram-positive bacteria, as well as a receptor for peptidoglycan and lipoteichoic acid and other bacterial cell membrane products. It is suggested that TLR2 is able to recognize such a wide variety of PAMPs (pathogen-specific molecular patterns) by forming heterodimers with other TLRs like e.g. TLR6. TLR2 is essential for recognizing lipopeptides and lipoproteins from several microorganisms and also peptidoglycans derived from gram-positive bacteria. Bacterial species as diverse as mycobacteria, spirochetes, mycoplasma, Staphylococcus aureus, and Streptococcus pneumoniae have all been shown to mediate cellular activation via TLR2. | Monoclonal antibodies | 5 mg 0.2 μm filtered protein G purified antibody solution in PBS with a concentration of at least 0.5 mg/ml (exact concentration is indicated on the label). The endotoxin concentration is < 24 EU/mg, determined with HIT302 LAL Assay. | Dilutions to be used depend on detection system applied. It is recommended that users test the reagent and determine their own optimal dilutions. The typical starting working dilution is 1:50. For functional studies, in vitro dilutions have to be optimized in user’s experimental setting. | Mouse TLR2 peptide | Mouse IgG1 | Human/Mouse | 1. Meng, G et al; Antagonistic antibody prevents toll-like receptor 2-driven lethal shock-like syndromes. J Clin Invest 2004, 113: 1473 2. Roura-Mir, C et al; Mycobacterium tuberculosis regulates CD1 antigen presentation pathways through TLR-2. J Immunol 2005, 175: 1758 3. Leemans, J et al; Renal-associated TLR2 mediates ischemia/reperfusion injury in the kidney. J Clin Invest 2005 115: 2894 4. Spiller, S et al; TLR4-induced IFN-γ production increases TLR2 sensitivity and drives Gram-negative sepsis in mice. JEM 2008, 205: 1747 5. Sutmuller, R et al; Toll-like receptor 2 controls expansion and function of regulatory T-cells. J Clin Invest 2006, 116:485 6. Brull, F et al; TLR2 activation is essential to induce a Th1 shift in human peripheral blood mononuclear cells by plant stanols and plant sterols. J Biol Chem 2010, 285:2951 7. Guan, Y et al; Human TLRs 10 and 1 share common mechanism of innate immune sensing but not signaling. J Immunol 2010, 184:5094 8. Stribos, E et al; Renal expression of Toll-like receptor 2 and 4: Dynamics in human allograft injury and comparison to rodents. Molecular Immunology 2015, 64: 82 9. Mason, L et al; Borrelia burgdorferi Induces TLR2-Mediated Migration of Activated Dendritic Cells in an Ex Vivo Human Skin Model. PLoS ONE 2016, 11: e0164040 10. Stoppelaar, S et al; Toll-Like Receptor Signalling Is Not Involved in Platelet Response to Streptococcus pneumoniae In Vitro or In Vivo. PLoS ONE 2016, 11: e0156977 | Product should be stored at 4 °C. Under recommended storage conditions, product is stable for one year. | For research use only. Not for use in or on humans or animals or for diagnostics. It is the responsibility of the user to comply with all local/state and federal rules in the use of this product. Hycult Biotech is not responsible for any patent infringements that might result from the use or derivation of this product. | IHC-F: 6 µm sections were fixed with aceton. Sections were blocked with goat serum and exposed o/n with T2.5. FC: 4*104 leukocytes/ml were stained for 30 minutes at 4 °C. FS: mice were injected i.p. with 1 mg T2.5, after 1h incubation mice were challenged;T2.5 5 µg/ml was added to cell culture. IP: 40 µg cleared protein was incubated with 2 µg T2.5 for 1h at 4 °C. IA: T2.5 as a detector. | TLR2, CD282, TIL4 Gene name: Tlr2
https://www.hycultbiotech.com/products/types/hm1002-500ug | IFN-gamma, Mouse, mAb F3 | 500 µg | Functional studies, Immuno assays, Immuno precipitation |  | Monoclonal antibody F3 binds and neutralizes both natural and recombinant mouse gamma Interferon. Its binding and neutralizing activity has been demonstrated in vitro and in vivo. F3 antibodies have been demonstrated to be able to inhibit inflammatory responses to bacterial lipopolysaccharides. These antibodies were furthermore shown to inhibit Shwartzman reactions and to protect NZB mice against spontaneous development of autoimmune disease. The antibody does not react with rat or human gamma interferon. | Monoclonal antibodies | 0.5 mg of 0.2 μm filtered protein G purified antibody solution in PBS with a concentration of at least 0.5 mg/ml. | Dilutions to be used depend on detection system applied. It is recommended that users test the reagent and determine their own optimal dilutions. The typical starting working dilution is 1:50. |  | Rat IgG2a | Mouse | 1. Armstrong, JA et al; Semi-micro, dye-binding assay for rabbit interferon. J Appl Microbiol 1971, 21: 723 2. van Tiel, FH et al; Detection of Semliki Forest virus in cell culture by use of an enzyme immunoassay with peroxidase-labeled monoclonal antibodies specific for glycoproteins E1 and E2. J Clin Microbiol 1984, 20: 387 3. Dijkmans, R et al; Heterogeneity of Chinese hamster ovary cell-produced recombinant murine interferon-gamma. J Biol Chem 1987, 262: 2528 4. Heremans, H et al; Regulation by interferons of the local inflammatory response to bacterial lipopolysaccharide. J Immunol 1987, 138 : 4175 5. Billiau, A et al; anti-interferon-gamma antibody protects mice against the generalized Shwartzman reaction. Eur J Immunol 1987, 17 : 1851 6. Jacob, CO et al; in vivo treatment of (NZB X NZW) F1 lupus-like nephritis with monoclonal antibody to gamma interferon. J Exp Med 1987, 166: 798 7. Wolfs, T et al; In vivo expression of Toll-like receptor 2 and 4 by renal epithelial cells: IFN-gamma and TNF-alpha mediated up-regulation during inflammation. J immunol 2002, 168: 1286 | Product should be stored at 4°C. Under recommended storage conditions, product is stable for at least one year. | For research use only. Not for use in or on humans or animals or for diagnostics. It is the responsibility of the user to comply with all local/state and Federal rules in the use of this product. Hycult Biotech is not responsible for any patent infringements that might result with the use of or derivation of this product. | FS: The antibody can be used for in vitro and in vivo inhibition of activity of IFN-gamma. For neutralisation of biological activity dilutions have to be made according to the amount of Interferon to be inactivated. One neutralizing unit is defined as the amount of antibody sufficient for neutralizing one unit of mouse gamma Interferon antiviral activity as calibrated against NIH standard Gg02-901-533. | IFN-γ
https://www.hycultbiotech.com/products/types/hm1127-100ug | CRAMP, Mouse, mAb LF7-BB3 | 100 µg | Functional studies, Immuno assays |  | The monoclonal antibody LF7-BB3 recognizes the mouse protein Cathelin-Related AntiMicrobial Peptide (Cramp). Cathelicidins are a familiy of antimicrobial proteins predominantly found in the peroxidase-negative granules of neutrophils. the cathelicidins are synthesized as preproteins. Within the neutrophils, they are stored in granules as inactive proforms after removal of the signal peptide. The biologic active domains of the cathelicidins reside in the C-terminus. The C-terminal antimicrobial peptides are activated when cleaved from the proforms of the cathelicidins by serine proteases from azurophilic granules. Cramp (Cathelin-Related Anti-Microbial Peptide) is the mouse analogue of human LL-37 peptide, which is the antibacterial C-terminus of hCAP-18 (human cathelicidin). CRAMP forms an amphipathic α-helix similar to other antimicrobial peptides. Cramp is a potent antibiotic against Gram-negative bacteria by inhibiting growth of a variety of bacterial strains and by permeabilizing the inner membrane of E.coli directly. Abundant expression of Cramp is found in myeloid precursors and neutrophils. Cramp represents the first antibiotic peptide found in cells of myeloid lineage in the mouse. Inflammatory cells in the mouse can thus use a non-oxidative mechanism for microbial killing. The monoclonal antibody LF7-BB3 is suitable as a capture and/or detection in an immunoassay (ELISA). | Monoclonal antibodies | 0.2 µm filtered in PBS+0.1%BSA |  | Full length mouse CRAMP peptide. | Mouse IgG1 | Mouse |  | Product should be stored at 4°C. Under recommended storage conditions, product is stable for at least one year. | For research use only. Not for use in or on humans or animals or for diagnostics. It is the responsibility of the user to comply with all local/state and federal rules in the use of this product. Hycult Biotech is not responsible for any patent infringements that might result from the use or derivation of this product. | - IA: Antibody clone LF7-BB3 used as capture and detection antibody. - FS: The bacterial activity of cramp peptide can be blocked with HM1127 in a dose dependent way. - HM1127 cannot be used for Western blot. | Cathelicidin antimicrobial peptide, Cathelin-like protein, CLP Gene name: Camp, Cnlp, Cramp Entrez Gene ID: 12796 Uniprot: P51437
https://www.hycultbiotech.com/products/types/hm1125-100ug | CRAMP, Mouse, mAb AC6-DH2 | 100 µg | Functional studies, Immuno assays |  | The monoclonal antibody AC6-DH2 recognizes the mouse protein Cathelin-Related AntiMicrobial Peptide (Cramp). Cathelicidins are a familiy of antimicrobial proteins predominantly found in the peroxidase-negative granules of neutrophils. the cathelicidins are synthesized as preproteins. Within the neutrophils, they are stored in granules as inactive proforms after removal of the signal peptide. The biologic active domains of the cathelicidins reside in the C-terminus. The C-terminal antimicrobial peptides are activated when cleaved from the proforms of the cathelicidins by serine proteases from azurophilic granules. Cramp (Cathelin-Related Anti-Microbial Peptide) is the mouse analogue of human LL-37 peptide, which is the antibacterial C-terminus of hCAP-18 (human cathelicidin). CRAMP forms an amphipathic α-helix similar to other antimicrobial peptides. Cramp is a potent antibiotic against Gram-negative bacteria by inhibiting growth of a variety of bacterial strains and by permeabilizing the inner membrane of E.coli directly. Abundant expression of Cramp is found in myeloid precursors and neutrophils. Cramp represents the first antibiotic peptide found in cells of myeloid lineage in the mouse. Inflammatory cells in the mouse can thus use a non-oxidative mechanism for microbial killing. | Monoclonal antibodies | 0.2 µm filtered in PBS+0.1%BSA |  | Full length mouse CRAMP peptide. | Mouse IgG1 | Mouse |  | Product should be stored at 4°C. Under recommended storage conditions, product is stable for at least one year. | For research use only. Not for use in or on humans or animals or for diagnostics. It is the responsibility of the user to comply with all local/state and federal rules in the use of this product. Hycult Biotech is not responsible for any patent infringements that might result from the use or derivation of this product. | - IA: Antibody clone AC6-DH2 used as capture and detection antibody. - FS: The bacterial activity of cramp peptide can be blocked with HM1125 in a dose dependent way. - HM1125 cannot be used for Western blot. | Cathelicidin antimicrobial peptide, Cathelin-like protein, CLP Gene name: Camp, Cnlp, Cramp Entrez Gene ID: 12796 Uniprot: P51437
https://www.hycultbiotech.com/catalog/product/view/id/1180/s/hm2329/category/86/ | S100A7, Human, mAb 2D9 | 100 µg | Frozen sections, Functional studies, Immuno assays, Immuno fluorescence, Paraffin sections, Western blot |  | Antibody 2D9 recognizes human S100A7 (Psoriasin). S100A7 is a 11.4kDa member of the S100 gene family, which are EF-hand Ca 2+-binding proteins. They are involved in a broad range of intra- and extracellular processes like regulation of calcium homeostasis, cell proliferation, differentiation, apoptosis, immune responses, antimicrobial activity, chemotaxis and inflammation. S100 proteins have a fundamental structural unit which is a highly integrated dimer, some as homodimer and others as heterodimer. S100A7 functions as a homodimer and binds two Zn2+ ions. These ions stabilize the dimer and mediate the function of S100A7 during infection. Extracellular S100A7 functions as a DAMP during infection. S100A7 limits bacterial infection through metal limitation. Furthermore, S100A7interacts with RAGE which drives an NF-B mediated proinflammatory response and recruitment of neutrophils. S100A7 was first discovered as a protein abundantly expressed in psoriatic keratinocytes. Possibly, S100A7 adheres directly to and reduces survival of pathogens found on the epidermis and acts as a physical barrier. S100A7 also seems to be involved with breast cancer and squamous cell carcinoma. In vitro it was found to confer a more aggressive behavior | Monoclonal antibodies | 0.2 µm filtered and protein G purified in PBS+0.1%BSA | Dilutions to be used depend on detection system applied. It is recommended that users test the reagent and determine their own optimal dilutions. The typical starting working dilution is 1:50. | Full length human recombinant protein isolated from E.coli. | Mouse IgG1 | Human | 1. Padilla, L et al; S100A7: from mechanism to cancer therapy. Oncogene 2017, 36:6749 | Product should be stored at 4°C. Under recommended storage conditions, product is stable for at least one year. | For research use only. Not for use in or on humans or animals or for diagnostics. It is the responsibility of the user to comply with all local/state and federal rules in the use of this product. Hycult Biotech is not responsible for any patent infringements that might result from the use or derivation of this product. | - W: A reduced sample treatment and SDS-Page was used. The band size is ~12 kDa. - FS: Antibody clone 2D9 can be used as blocking antibody. - IA: Antibody 2D9 can be used as detection antibody. - No cross reactivity with S100A4, S100A8, S100A9, S100A11, S100P, S100B | Protein S100-A7, Psoriasin, S100 calcium-binding protein A7 Gene name: S100A7, PSOR1, S100A7C
https://www.hycultbiotech.com/products/types/hm2364-500ug | LAIR-1, Human, mAb NKTA255 | 100 µg | Flow cytometry, Functional studies, Immuno assays, Immuno precipitation, Western blot |  | The monoclonal antibody clone NKTA255 recognizes human leukocyte-associated immunoglobulin-like receptor-1 (LAIR-1). The LAIR family consist of at least two members; LAIR-1 (CD305) and LAIR-2 (CD306). To date, several splice variants of LAIR-1 have been identified. LAIR-1 is an inhibitory receptor expressed on most immune cells, like NK cells, T- & B-cells, monocytes, DCs, megakaryocytes, eosinophils, basophils, and mast cells. Especially the expression on pDCs is high. The main ligand of LAIR proteins is collagen. LAIR-1 is a transmembrane receptor with a single extracellular Ig-like domain, a transmembrane region and a cytoplasmic tail. This tail consist of two immunoreceptor tyrosine-based inhibition motif (ITIM) domains, which are responsible for its immunomodulating action. After cross-linking, the tyrosines in the ITIMs become phosphorylated which is required for inhibition of cellular activation. By shedding a soluble variant of the protein arises. sLAIR-1 can be found in healthy individuals and can be used as a marker of lymphocyte activation. sLAIR-1 has been found among others in serum, urine, amniotic fluid, and synovial fluid. Besides collagen, a few other ligands are described like Complement C1q, MBL, and SP-D. Complement activation of the classical pathway is controlled by C1q. By binding of LAIR-1 to C1q, pathway initiation is hampered leading to diminished complement related phagocytosis and immune regulation. The protein has been associated with several (auto-) immune diseases. In rheumatoid arthritis expression is decreased on CD4+ T-cells and high in CD14+ monocytes synovial macrophages. Also in SLE lower levels of LAIR-1 has been found on pDCs. sLAIR-1 might be an indicator of the immune response after virus infection or organ transplants. LAIR-1 modulates apoptosis and cytokine secretion in THP-1 cells. | Monoclonal antibodies | 0.5 mg of 0.2 μm filtered protein A purified antibody solution in PBS with a concentration of at least 0.5 mg/ml. | Dilutions to be used depend on detection system applied. It is recommended that users test the reagent and determine their own optimal dilutions. The typical starting working dilution is 1:50. For functional studies, in vitro dilutions have to be optimized in user’s experimental setting. | Activated NK cells and CD3- thymocytes. | Mouse IgG1 | Human | 1. Zocchi, M et al; Leukocyte-associated Ig-like receptor-1 prevents granulocyte-monocyte colony stimulating factor-dependent proliferation and Akt1/PKB alpha activation in primary acute myeloid leukemia cells. Eur J Immunol 2001, 31:3667 2. Colombo, B et al; Defective Expression and Function of the Leukocyte Associated Ig-like Receptor 1 in B Lymphocytes from Systemic Lupus Erythematosus Patients. PLosONE 2012, 7: e31903 | Product should be stored at 4°C. Under recommended storage conditions, product is stable for at least one year. | For research use only. Not for use in or on humans or animals or for diagnostics. It is the responsibility of the user to comply with all local/state and federal rules in the use of this product. Hycult Biotech is not responsible for any patent infringements that might result from the use or derivation of this product. | IA: HM2364 can be used as both capture and detection antibody. W: A non-reduced and reduced sample treatment and SDS-Page was used. The band size is ~31 kDa. | Leukocyte-associated immunoglobulin-like receptor 1, hLAIR1, CD305 Gene name: LAIR1, CD305
https://www.hycultbiotech.com/catalog/product/view/id/1175/s/hm2364/category/86/ | LAIR-1, Human, mAb NKTA255 | 100 µg | Flow cytometry, Functional studies, Immuno assays, Immuno precipitation, Western blot |  | The monoclonal antibody clone NKTA255 recognizes human leukocyte-associated immunoglobulin-like receptor-1 (LAIR-1). The LAIR family consist of at least two members; LAIR-1 (CD305) and LAIR-2 (CD306). To date, several splice variants of LAIR-1 have been identified. LAIR-1 is an inhibitory receptor expressed on most immune cells, like NK cells, T- & B-cells, monocytes, DCs, megakaryocytes, eosinophils, basophils, and mast cells. Especially the expression on pDCs is high. The main ligand of LAIR proteins is collagen. LAIR-1 is a transmembrane receptor with a single extracellular Ig-like domain, a transmembrane region and a cytoplasmic tail. This tail consist of two immunoreceptor tyrosine-based inhibition motif (ITIM) domains, which are responsible for its immunomodulating action. After cross-linking, the tyrosines in the ITIMs become phosphorylated which is required for inhibition of cellular activation. By shedding a soluble variant of the protein arises. sLAIR-1 can be found in healthy individuals and can be used as a marker of lymphocyte activation. sLAIR-1 has been found among others in serum, urine, amniotic fluid, and synovial fluid. Besides collagen, a few other ligands are described like Complement C1q, MBL, and SP-D. Complement activation of the classical pathway is controlled by C1q. By binding of LAIR-1 to C1q, pathway initiation is hampered leading to diminished complement related phagocytosis and immune regulation. The protein has been associated with several (auto-) immune diseases. In rheumatoid arthritis expression is decreased on CD4+ T-cells and high in CD14+ monocytes synovial macrophages. Also in SLE lower levels of LAIR-1 has been found on pDCs. sLAIR-1 might be an indicator of the immune response after virus infection or organ transplants. LAIR-1 modulates apoptosis and cytokine secretion in THP-1 cells. | Monoclonal antibodies | 1 ml (100 μg/ml) 0.2 μm protein A purified antibody solution in PBS, containing 0.1% bovine serum albumin. | Dilutions to be used depend on detection system applied. It is recommended that users test the reagent and determine their own optimal dilutions. The typical starting working dilution is 1:50. For functional studies, in vitro dilutions have to be optimized in user’s experimental setting. | Activated NK cells and CD3- thymocytes. | Mouse IgG1 | Human | 1. Zocchi, M et al; Leukocyte-associated Ig-like receptor-1 prevents granulocyte-monocyte colony stimulating factor-dependent proliferation and Akt1/PKB alpha activation in primary acute myeloid leukemia cells. Eur J Immunol 2001, 31:3667 2. Colombo, B et al; Defective Expression and Function of the Leukocyte Associated Ig-like Receptor 1 in B Lymphocytes from Systemic Lupus Erythematosus Patients. PLosONE 2012, 7: e31903 | Product should be stored at 4°C. Under recommended storage conditions, product is stable for at least one year. | For research use only. Not for use in or on humans or animals or for diagnostics. It is the responsibility of the user to comply with all local/state and federal rules in the use of this product. Hycult Biotech is not responsible for any patent infringements that might result from the use or derivation of this product. | IA: HM2364 can be used as both capture and detection antibody. W: A non-reduced and reduced sample treatment and SDS-Page was used. The band size is ~31 kDa. | Leukocyte-associated immunoglobulin-like receptor 1, hLAIR1, CD305 Gene name: LAIR1, CD305
https://www.hycultbiotech.com/catalog/product/view/id/1174/s/hm2326/category/86/ | S100A4, Human, mAb 1E2 | 100 µg | Functional studies, Immuno assays, Western blot |  | The monoclonal antibody clone 1E2 recognizes S100A4. S100A4 is a member of the S100 family. To date, the family consists of 22 members. S100 proteins are low molecular weight calcium binding proteins. The proteins consist of 2 calcium binding EF-hands located on the termini flanked by hydrophobic hinge regions. Calcium ions acts as a global second messenger involved in the regulation of many aspects of cell function. S100 proteins are involved in sensing and transforming calcium signals to downstream cellular responses. S100 proteins are located in the cytoplasm and/or nucleus of a wide range of cell types and involved in the regulation of cellular processes such as cell cycle progression and differentiation and inflammatory responses. Several S100 members have been found to act as cytokines in inflammation, particularly in autoimmune skin conditions such as psoriasis. S100A4 may function in motility, invasion, and tubulin polymerization. Chromosomal rearrangements and altered S100A4 gene expression have been implicated in tumor metastasis. Studies have shown that S100A4 is involved tumor progression and metastasis in various malignant tumors. Detection of S100A4 expression becomes a promising candidate biomarker in cancer early diagnosis and prediction of cancer metastasis. Therefore S100A4 may have high therapeutic value. | Monoclonal antibodies | 1 ml (100 µg/ml) 0.2 µm filtered protein G purified antibody solution in PBS, containing 0.1% bovine serum albumin. | Dilutions to be used depend on detection system applied. It is recommended that users test the reagent and determine their own optimal dilutions. The typical starting working dilution is 1:50. For functional studies, in vitro dilutions have to be optimized in user’s experimental setting. | Full length recombinant human S100A4 | Mouse IgG1 | Human |  | Product should be stored at 4°C. Under recommended storage conditions, product is stable for at least one year. | For research use only. Not for use in or on humans or animals or for diagnostics. It is the responsibility of the user to comply with all local/state and federal rules in the use of this product. Hycult Biotech is not responsible for any patent infringements that might result from the use or derivation of this product. | FS: Monoclonal antibody 1E2 blocks S100A4 angiogenic activity. W: A reduced sample treatment and SDS-Page was used. The band size is 12 kDa. | Protein S100-A4, Calvasculin, Metastasin, Placental calcium-binding protein, Protein Mts1, S100 calcium-binding protein A4 Gene name: S100A4, CAPL, MTS1
https://www.hycultbiotech.com/catalog/product/view/id/1160/s/hm2328/category/86/ | S100A7, Human, mAb 9F3 | 100 µg | Functional studies, Immuno assays, Immuno fluorescence, Paraffin sections, Western blot |  | Antibody 9F3 recognizes human S100A7 (Psoriasin). S100A7 is a 11.4kDa member of the S100 gene family, which are EF-hand Ca 2+-binding proteins. They are involved in a broad range of intra- and extracellular processes like regulation of calcium homeostasis, cell proliferation, differentiation, apoptosis, immune responses, antimicrobial activity, chemotaxis and inflammation. S100 proteins have a fundamental structural unit which is a highly integrated dimer, some as homodimer and others as heterodimer. S100A7 functions as a homodimer and binds two Zn2+ ions. These ions stabilize the dimer and mediate the function of S100A7 during infection. Extracellular S100A7 functions as a DAMP during infection. S100A7 limits bacterial infection through metal limitation. Furthermore, S100A7 interacts with RAGE which drives an NF-κB mediated proinflammatory response and recruitment of neutrophils. S100A7 was first discovered as a protein abundantly expressed in psoriatic keratinocytes. Possibly, S100A7 adheres directly to, and reduces survival of, pathogens found on the epidermis and acts as a physical barrier. S100A7 also seems to be involved with breast cancer and squamous cell carcinoma. In vitro it was found to confer a more aggressive behavior. | Monoclonal antibodies | 1 ml (100 μg/ml) 0.2 μm protein G purified antibody solution in PBS, containing 0.1% bovine serum albumin. | Dilutions to be used depend on detection system applied. It is recommended that users test the reagent and determine their own optimal dilutions. The typical starting working dilution is 1:50. For functional studies, in vitro dilutions have to be optimized in user’s experimental setting. | Full length recombinant human S100A7 | Mouse IgG1 | Human |  | Product should be stored at 4°C. Under recommended storage conditions, product is stable for at least one year. | For research use only. Not for use in or on humans or animals or for diagnostics. It is the responsibility of the user to comply with all local/state and federal rules in the use of this product. Hycult Biotech is not responsible for any patent infringements that might result from the use or derivation of this product. | FS: Monoclonal antibody 9F3 block tumor cell proliferation induced by S100A7 in fibrosarcoma cell line HT1080. W: A reduced sample treatment and SDS-Page was used. IF: For Immuno fluorescence a concentration of 5μg/ml of HM2328 was used. | Protein S100-A7, Psoriasin, S100 calcium-binding protein A7 Gene name: S100A7, PSOR1, S100A7C
https://www.hycultbiotech.com/products/types/hm1139-100ug | Properdin, Mouse, mAb H4 | 100 µg | Functional studies, Immuno assays, Immuno fluorescence, Western blot |  | Monoclonal antibody H4 recognizes mouse properdin. The complement system is the first line of defense against pathogens and facilitates elimination of apoptotic and damaged cells. Positive regulator plasma protein properdin is critical for the alternative pathway of complement. It is a single-chain glycoprotein (ca 53kDa) consisting of six TSR sequences. In the blood it exists as a mixture of preferably head-to-tail trimers, but also dimers and tetramers. The protein is produced by leukocytes, like activated neutrophils monocytes and T-lymphocytes, but also by eg. stressed endothelial cells. Properdin can both initiate and positively regulate the alternative pathway activity together with C3 and factors B, D, I and H. It binds to C3b where It stabilizes the labile C3bBb convertase which is deposited on immune complexes or foreign surfaces. Thereby enhancing the AP by stimulation of amplification of C3bBb-convertase formation in competition with catabolism of C3b by factor I, which uses factor H as a cofactor. The local amplification process leads to the creation of the alternative pathway C5 convertase, C3bBb3b, and initiates the terminal pathway of complement activation. The alternative pathway may account for ca 80% of the terminal pathway activity. Properdin has also been shown to directly limit factor H activity. Recent studies show that properdin is also a pattern-recognition receptor (PRR) able to bind directly to microbial surfaces, apoptotic and necrotic cells (dangerous nonself and altered self). Inappropriate activation or dysregulation of the alternative pathway is a critical factor in development of several autoimmune conditions. Targets opsonized with properdin are labeled for clearance by scavenger cells, even without complement. This makes it a potential therapeutic target in diseases. Recent studies has shown renewed interest in the evaluating role of properdin in disease pathogenesis, like Asthma, arthritis, septic shock, AMD and C3 glomerulopathy. | Monoclonal antibodies | 1 ml (100 μg/ml) 0.2 μm protein G purified antibody solution in PBS. | Dilutions to be used depend on detection system applied. It is recommended that users test the reagent and determine their own optimal dilutions. The typical starting working dilution is 1:50. | Recombinant his-tagged mTSR5/6 isolated from E.coli (refolded) | Armenian hamster IgG | Mouse | 1. Zhou H et al; A fibrinogen-specific antibody induces abdominal aortic aneurysm in mice through complement lectin pathway activation. Proc. Natl. Acad. Sci. USA 2013, 110:E4335 2. Bertram, P et al; Anti-Mouse Properdin TSR 5/6 Monoclonal Antibodies Block Complement Alternative Pathway-dependent Pathogenesis. Monoclon Antib Immunodiagn Immunother 2015, 34:1. | Product should be stored at 4°C. Under recommended storage conditions, product is stable for at least one year. | For research use only. Not for use in or on humans or animals or for diagnostics. It is the responsibility of the user to comply with all local/state and federal rules in the use of this product. Hycult Biotech is not responsible for any patent infringements that might result from the use or derivation of this product. | W: A reduced sample treatment and SDS-Page was used. The band size for native properdin is ~52 kDa and the antibody recognizes recombinant TSR5/6 antigen which has a band size of ~18 kDa (Ref.2).< IA: Antibody H4 can be used as capture and detection antibody. FS: Antibody H4 abrogated alternative pathway activity and full inhibitory activity lasted at least 14 days (Ref.2). | Complement factor P Gene name: Cfp, Pfc
https://www.hycultbiotech.com/products/types/hm1138-100ug | Properdin, Mouse, mAb E12 | 100 µg | Functional studies, Immuno assays, Western blot |  | Monoclonal antibody E12 recognizes mouse properdin. The complement system is the first line of defense against pathogens and facilitates elimination of apoptotic and damaged cells. Positive regulator plasma protein properdin is critical for the alternative pathway of complement. It is a single-chain glycoprotein (ca 53kDa) consisting of six TSR sequences. In the blood it exists as a mixture of preferably head-to-tail trimers, but also dimers and tetramers. The protein is produced by leukocytes, like activated neutrophils monocytes and T-lymphocytes, but also by eg. stressed endothelial cells. Properdin can both initiate and positively regulate the alternative pathway activity together with C3 and factors B, D, I and H. It binds to C3b where It stabilizes the labile C3bBb convertase which is deposited on immune complexes or foreign surfaces. Thereby enhancing the AP by stimulation of amplification of C3bBb-convertase formation in competition with catabolism of C3b by factor I, which uses factor H as a cofactor. The local amplification process leads to the creation of the alternative pathway C5 convertase, C3bBb3b, and initiates the terminal pathway of complement activation. The alternative pathway may account for ca 80% of the terminal pathway activity. Properdin has also been shown to directly limit factor H activity. Recent studies show that properdin is also a pattern-recognition receptor (PRR) able to bind directly to microbial surfaces, apoptotic and necrotic cells (dangerous nonself and altered self). Inappropriate activation or dysregulation of the alternative pathway is a critical factor in development of several autoimmune conditions. Targets opsonized with properdin are labeled for clearance by scavenger cells, even without complement. This makes it a potential therapeutic target in diseases. Recent studies has shown renewed interest in the evaluating role of properdin in disease pathogenesis, like Asthma, arthritis, septic shock, AMD and C3 glomerulopathy. | Monoclonal antibodies | 1 ml (100 μg/ml) 0.2 μm protein G purified antibody solution in PBS. | Dilutions to be used depend on detection system applied. It is recommended that users test the reagent and determine their own optimal dilutions. The typical starting working dilution is 1:50. | Recombinant his-tagged mTSR5/6 isolated from E.coli (refolded) | Armenian hamster IgG | Mouse | 1. Bertram, P et al; Anti-Mouse Properdin TSR 5/6 Monoclonal Antibodies Block Complement Alternative Pathway-dependent Pathogenesis. Monoclon Antib Immunodiagn Immunother 2015, 34:1. | Product should be stored at 4°C. Under recommended storage conditions, product is stable for at least one year. | For research use only. Not for use in or on humans or animals or for diagnostics. It is the responsibility of the user to comply with all local/state and federal rules in the use of this product. Hycult Biotech is not responsible for any patent infringements that might result from the use or derivation of this product. | W: A reduced sample treatment and SDS-Page was used. The band size for native properdin is ~52 kDa and the antibody recognizes recombinant TSR5/6 antigen which has a band size of ~18 kDa (Ref.1). IA: Antibody E12 can be used as capture and detection antibody. FS: Antibody E12 abrogated alternative pathway activity and full inhibitory activity lasted at least 14 days (Ref.1). | Complement factor P Gene name: Cfp, Pfc
https://www.hycultbiotech.com/products/types/hm2355-500ug | Properdin, Human, mAb 3A3E1 | 0.5 mg | Functional studies, Immuno assays, Western blot |  | Monoclonal antibody HM2355 3A3E1 recognizes human properdin, also called complement factor P. The complement system is the first line of defense against pathogens and facilitates elimination of apoptotic and damaged cells. Positive regulator plasma protein properdin is critical for the alternative pathway of complement. It is a single-chain glycoprotein (ca 53kDa) consisting of six TSR sequences. In the blood it exists as a mixture of preferably head-to-tail trimers, but also dimers and tetramers. The protein is produced by leukocytes, like activated neutrophils monocytes and T-lymphocytes, but also by eg. stressed endothelial cells. Properdin can both initiate and positively regulate the alternative pathway activity together with C3 and factors B, D, I and H. It binds to C3b where It stabilizes the labile C3bBb convertase which is deposited on immune complexes or foreign surfaces. Thereby enhancing the AP by stimulation of amplification of C3bBb-convertase formation in competition with catabolism of C3b by factor I, which uses factor H as a cofactor. The local amplification process leads to the creation of the alternative pathway C5 convertase, C3bBb3b, and initiates the terminal pathway of complement activation. The alternative pathway may account for ca 80% of the terminal pathway activity. Properdin has also been shown to directly limit factor H activity. Recent studies show that properdin is also a pattern-recognition receptor (PRR) able to bind directly to microbial surfaces, apoptotic and necrotic cells (dangerous nonself and altered self). Inappropriate activation or dysregulation of the alternative pathway is a critical factor in development of several autoimmune conditions. Targets opsonized with properdin are labeled for clearance by scavenger cells, even without complement. This makes it a potential therapeutic target in diseases. Recent studies has shown renewed interest in the evaluating role of properdin in disease pathogenesis, like Asthma, arthritis, septic shock, AMD and C3 glomerulopathy. Antibody 3A3E1 can be used in ELISA, western blotting (only non-reduced) and as antibody for functional studies inhibiting the alternative pathway of complement, like the standard erythrocyte AP50 assay. | Monoclonal antibodies | 0.5 mg 0.2 μm filtered protein G purified antibody solution in PBS with a concentration of at least 0.5 mg/ml. The endotoxin concentration is < 24 EU/mg, determined with HIT302 LAL Assay. |  | Human properdin purified from human plasma. | Mouse IgG1 | Human | 1. Blatt A et al; Properdin-mediated C5a production enhances stable binding of platelets to granulocytes in human whole blood. J Immunol 2016; 196: 4671 | Product should be stored at 4°C. Under recommended storage conditions, product is stable for one year. | For research use only. Not for use in or on humans or animals or for diagnostics. It is the responsibility of the user to comply with all local/state and federal rules in the use of this product. Hycult Biotech is not responsible for any patent infringements that might result from the use or derivation of this product. | W: A non-reduced sample treatment was used. The band size is 52 kDa. FS: Inhibition of the alternative complement pathway tested with HM2354 as a control for not inhibiting and HM2355 as an inhibition antibody. Different concentrations have been tested (0 – 5 μg/ml). | Complement factor P Gene name: CFP, PFC
https://www.hycultbiotech.com/products/types/hm2354-500ug | Properdin, Human, mAb 1G6D2 | 0.5 mg | Functional studies, Immuno assays, Western blot |  | Monoclonal antibody 1G6D2 recognizes human properdin, also called complement factor P. The complement system is the first line of defense against pathogens and facilitates elimination of apoptotic and damaged cells. Positive regulator plasma protein properdin is critical for the alternative pathway of complement. It is a single-chain glycoprotein (ca 53kDa) consisting of six TSR sequences. In the blood it exists as a mixture of preferably head-to-tail trimers, but also dimers and tetramers. The protein is produced by leukocytes, like activated neutrophils monocytes and T-lymphocytes, but also by eg. stressed endothelial cells. Properdin can both initiate and positively regulate the alternative pathway activity together with C3 and factors B, D, I and H. It binds to C3b where It stabilizes the labile C3bBb convertase which is deposited on immune complexes or foreign surfaces. Thereby enhancing the AP by stimulation of amplification of C3bBb-convertase formation in competition with catabolism of C3b by factor I, which uses factor H as a cofactor. The local amplification process leads to the creation of the alternative pathway C5 convertase, C3bBb3b, and initiates the terminal pathway of complement activation. The alternative pathway may account for ca 80% of the terminal pathway activity. Properdin has also been shown to directly limit factor H activity. Recent studies show that properdin is also a pattern-recognition receptor (PRR) able to bind directly to microbial surfaces, apoptotic and necrotic cells (dangerous nonself and altered self). Inappropriate activation or dysregulation of the alternative pathway is a critical factor in development of several autoimmune conditions. Targets opsonized with properdin are labeled for clearance by scavenger cells, even without complement. This makes it a potential therapeutic target in diseases. Recent studies has shown renewed interest in the evaluating role of properdin in disease pathogenesis, like Asthma, arthritis, septic shock, AMD and C3 glomerulopathy. Antibody 1G6D2 can be used in ELISA, western blotting (only non-reduced) and as negative control antibody for functional studies inhibiting the alternative pathway of complement (Ref 1). | Monoclonal antibodies | 0.5 mg 0.2 μm filtered protein G purified antibody solution in PBS with a concentration of at least 0.5 mg/ml. The endotoxin concentration is < 24 EU/mg, determined with HIT302 LAL Assay. |  | Human properdin purified from human plasma. | Mouse IgG1 | Human | 1. Blatt A et al; Properdin-mediated C5a production enhances stable binding of platelets to granulocytes in human whole blood. J Immunol 2016; 196: 4671 | Product should be stored at 4°C. Under recommended storage conditions, product is stable for one year. | For research use only. Not for use in or on humans or animals or for diagnostics. It is the responsibility of the user to comply with all local/state and federal rules in the use of this product. Hycult Biotech is not responsible for any patent infringements that might result from the use or derivation of this product. | W: A non-reduced sample treatment was used. The band size is 52 kDa. FS: Inhibition of the alternative complement pathway tested with HM2354 as a control for not inhibiting and HM2355 as an inhibition antibody. Different concentrations have been tested (0 – 5 μg/ml). | Complement factor P Gene name: CFP, PFC
https://www.hycultbiotech.com/catalog/product/view/id/1134/s/hm2355/category/86/ | Properdin, Human, mAb 3A3E1 | 100 µg | Functional studies, Immuno assays, Western blot |  | Monoclonal antibody HM2355 3A3E1 recognizes human properdin, also called complement factor P. The complement system is the first line of defense against pathogens and facilitates elimination of apoptotic and damaged cells. Positive regulator plasma protein properdin is critical for the alternative pathway of complement. It is a single-chain glycoprotein (ca 53kDa) consisting of six TSR sequences. In the blood it exists as a mixture of preferably head-to-tail trimers, but also dimers and tetramers. The protein is produced by leukocytes, like activated neutrophils monocytes and T-lymphocytes, but also by eg. stressed endothelial cells. Properdin can both initiate and positively regulate the alternative pathway activity together with C3 and factors B, D, I and H. It binds to C3b where It stabilizes the labile C3bBb convertase which is deposited on immune complexes or foreign surfaces. Thereby enhancing the AP by stimulation of amplification of C3bBb-convertase formation in competition with catabolism of C3b by factor I, which uses factor H as a cofactor. The local amplification process leads to the creation of the alternative pathway C5 convertase, C3bBb3b, and initiates the terminal pathway of complement activation. The alternative pathway may account for ca 80% of the terminal pathway activity. Properdin has also been shown to directly limit factor H activity. Recent studies show that properdin is also a pattern-recognition receptor (PRR) able to bind directly to microbial surfaces, apoptotic and necrotic cells (dangerous nonself and altered self). Inappropriate activation or dysregulation of the alternative pathway is a critical factor in development of several autoimmune conditions. Targets opsonized with properdin are labeled for clearance by scavenger cells, even without complement. This makes it a potential therapeutic target in diseases. Recent studies has shown renewed interest in the evaluating role of properdin in disease pathogenesis, like Asthma, arthritis, septic shock, AMD and C3 glomerulopathy. Antibody 3A3E1 can be used in ELISA, western blotting (only non-reduced) and as antibody for functional studies inhibiting the alternative pathway of complement, like the standard erythrocyte AP50 assay. | Monoclonal antibodies | 1 ml (100 μg/ml) 0.2 μm protein G purified antibody solution in PBS, containing 0.1% bovine serum albumin. |  | Human properdin purified from human plasma. | Mouse IgG1 | Human | 1. Blatt A et al; Properdin-mediated C5a production enhances stable binding of platelets to granulocytes in human whole blood. J Immunol 2016; 196: 4671 | Product should be stored at 4°C. Under recommended storage conditions, product is stable for one year. | For research use only. Not for use in or on humans or animals or for diagnostics. It is the responsibility of the user to comply with all local/state and federal rules in the use of this product. Hycult Biotech is not responsible for any patent infringements that might result from the use or derivation of this product. | W: A non-reduced sample treatment was used. The band size is 52 kDa. FS: Inhibition of the alternative complement pathway tested with HM2354 as a control for not inhibiting and HM2355 as an inhibition antibody. Different concentrations have been tested (0 – 5 μg/ml). | Complement factor P Gene name: CFP, PFC
https://www.hycultbiotech.com/catalog/product/view/id/1133/s/hm2354/category/86/ | Properdin, Human, mAb 1G6D2 | 100 µg | Functional studies, Immuno assays, Western blot |  | Monoclonal antibody 1G6D2 recognizes human properdin, also called complement factor P. The complement system is the first line of defense against pathogens and facilitates elimination of apoptotic and damaged cells. Positive regulator plasma protein properdin is critical for the alternative pathway of complement. It is a single-chain glycoprotein (ca 53kDa) consisting of six TSR sequences. In the blood it exists as a mixture of preferably head-to-tail trimers, but also dimers and tetramers. The protein is produced by leukocytes, like activated neutrophils monocytes and T-lymphocytes, but also by eg. stressed endothelial cells. Properdin can both initiate and positively regulate the alternative pathway activity together with C3 and factors B, D, I and H. It binds to C3b where It stabilizes the labile C3bBb convertase which is deposited on immune complexes or foreign surfaces. Thereby enhancing the AP by stimulation of amplification of C3bBb-convertase formation in competition with catabolism of C3b by factor I, which uses factor H as a cofactor. The local amplification process leads to the creation of the alternative pathway C5 convertase, C3bBb3b, and initiates the terminal pathway of complement activation. The alternative pathway may account for ca 80% of the terminal pathway activity. Properdin has also been shown to directly limit factor H activity. Recent studies show that properdin is also a pattern-recognition receptor (PRR) able to bind directly to microbial surfaces, apoptotic and necrotic cells (dangerous nonself and altered self). Inappropriate activation or dysregulation of the alternative pathway is a critical factor in development of several autoimmune conditions. Targets opsonized with properdin are labeled for clearance by scavenger cells, even without complement. This makes it a potential therapeutic target in diseases. Recent studies has shown renewed interest in the evaluating role of properdin in disease pathogenesis, like Asthma, arthritis, septic shock, AMD and C3 glomerulopathy. Antibody 1G6D2 can be used in ELISA, western blotting (only non-reduced) and as negative control antibody for functional studies inhibiting the alternative pathway of complement (Ref 1). | Monoclonal antibodies | 1 ml (100 μg/ml) 0.2 μm protein G purified antibody solution in PBS, containing 0.1% bovine serum albumin. |  | Human properdin purified from human plasma. | Mouse IgG1 | Human | 1. Blatt A et al; Properdin-mediated C5a production enhances stable binding of platelets to granulocytes in human whole blood. J Immunol 2016; 196: 4671 | Product should be stored at 4°C. Under recommended storage conditions, product is stable for one year. | For research use only. Not for use in or on humans or animals or for diagnostics. It is the responsibility of the user to comply with all local/state and federal rules in the use of this product. Hycult Biotech is not responsible for any patent infringements that might result from the use or derivation of this product. | W: A non-reduced sample treatment was used. The band size is 52 kDa. FS: Inhibition of the alternative complement pathway tested with HM2354 as a control for not inhibiting and HM2355 as an inhibition antibody. Different concentrations have been tested (0 – 5 μg/ml). | Complement factor P Gene name: CFP, PFC