## Cancer Biomarker Kits
link | Product Name | description | Size | Sensitivity | Incubation Time | Sample Type | Sample Size | Alternate Name | STORAGE AND STABILITY | Dynamic Range | Storage and Stability | Alternative Names | Product Developed and Manufactured in Italy by Diametra | Standard Range | For Research Use Only | Alternative Names: | Reference Range | Click the links below for publications and studies using the Calretinin ELISA | Publication Spotlight: | SPECIMEN COLLECTION AND HANDLING | Product Developed and Manufactured in Germany by ibt – immunological and biochemical testsystems GmbH | Species | easYmer: | Folding Buffer: | Peptide: | Available Sizes: | Method | Specificity | Sample Collection and Storage | Alternative Name | • This assay is specific for Hsp65 • The Hsp65 ELISA has been validated for the detection of Hsp65 | Alternative Name: | STORAGE INSTRUCTIONS | Expected Normal Values | Standard Range: | SAMPLE COLLECTION AND STORAGE | TK1 in Serum
https://eaglebio.com/product/2-naphthol-elisa-assay-kit/ | 2-Naphthol ELISA Assay Kit | The 2-Naphthol ELISA Assay Kit (enzyme-linked immunoassay kit) is intended for the quantitative determination of 2-Naphthol levels in biological samples. The Eagle Biosciences 2-Naphthol ELISA Assay Kit is for research use only and not to be used in diagnostic procedures. | : 1×96 wells | : 10 pg/ml | : 2.5 hours | : Serum, Plasma, cells, tissue, cell culture media, urine | : 100 μL | : 2-NAP ELISA | <br/>
https://eaglebio.com/product/8-ohdg-elisa-assay-kit/ | 8-OHdG ELISA Assay Kit | The 8-OHdG ELISA Assay Kit is a competitive assay that can be used for the quantification of 8-OHdG in urine, cell culture, plasma, and other sample matrices. |  | : 0.59 ng/mL | : 1 hour | : Cell lysates, Plasma, Sample matrices, Urine | : 50 μL |  |  | : 0.94 – 60 ng/mL | <br/>
https://eaglebio.com/product/alpha-fetoprotein-afp-elisa-assay-kit/ | AFP ELISA Assay Kit | The AFP ELISA Assay Kit is an immunoenzymatic colorimetric method for quantitative determination of AFP concentration in human serum or plasma. The AFP ELISA Assay Kit is intended for research use only and not for use in diagnostic procedures. | : 1 x 96 wells | : 0.35 ng/ml | : 1.5 hour | : Serum, Plasma | : 25 µl |  |  | : 5 -200 ng/ml |  | : Alpha Fetoprotein ELISA | None
https://eaglebio.com/product/alpha-b-crystallin-elisa/ | Alpha B Crystallin ELISA | The Alpha B Crystallin ELISA Assay Kit is for the detection of human Alpha B Crystallin in cell lysates, tissue extracts, and serum samples. |  | : 0.009 ng/ml | : 30 minutes | : Cell lysates, Serum, Tissue | : 100 μL |  |  | : 0.352 – 22.5 ng/ml
https://eaglebio.com/product/autotaxin-elisa-assay-kit/ | Autotaxin ELISA Assay Kit | The Autotaxin ELISA Assay Kit is designed for quantification of human autotaxin in serum, plasma, and fluid. The Eagle Biosciences Autotaxin ELISA Assay Kit is for research use only and not to be used for diagnostic procedure. | : 1×96 wells | : 0.78ng/mL | : 2 hours 35 minutes | : Serum, plasma, and fluid | : 100 µl |  |  |  |  | : ATX, ENPP2 |  | : 1.56ng/mL-50ng/mL
https://eaglebio.com/product/calretinin-elisa-assay-kit/ | Calretinin ELISA Assay Kit | The Calretinin ELISA Assay Kit is used for the quantitative determination of Calretinin in human serum and EDTA plasma. The Calretinin ELISA Assay Kit is for research use only and not to be used in diagnostic procedures. | : 1×96 wells | : 0.05 ng/mL | : 4.5 hours | : EDTA Plasma, Serum | : 15 µl |  |  | : 0.25- 4.0 ng/mL |  |  |  |  | <br/> | calbindin 2 | <br/> | None
https://eaglebio.com/product/canine-transferrin-elisa-assay/ | Canine Transferrin ELISA Assay | The Canine Transferrin ELISA Assay Kit is a highly sensitive two-site enzyme linked immunoassay (ELISA) for measuring Transferrin in biological samples of Dogs. | : 1×96 wells | : 3.742 ng/ml | : 70 minutes | : Plasma, Serum | : 100 μL |  |  | : 6.25 ng/ml – 400 ng/ml | [5 empty] | TX, TF |  |  |  | <br/>
https://eaglebio.com/product/chromogranin-a-elisa-kit/ | Chromogranin A ELISA Kit | The Chromogranin A ELISA Kit (enzyme-linked immunoassay kit) is intended for the quantitative determination of human Chromogranin A levels in EDTA-plasma and serum samples. This assay exclusively measures human Chromogranin A without the high dose “hook” effect up to 1,000,000 ng/ml. The Eagle Biosciences Human Chromogranin A ELISA Assay Kit is for research use only and not to be used in diagnostic procedures. | : 1×96 wells | : 2 ng/mL | : 2.5 hours | : Serum, Plasma | : 15 µL |  |  | : 19.2 – 660 ng/ml |  | : Human Chromogranin A ELISA Kit, CgA ELISA |  |  | None
https://eaglebio.com/product/cxcl12-sdf-1-alpha-elisa-assay/ | CXCL12 SDF-1 Alpha ELISA Assay | The CXCL12 SDF-1 Alpha ELISA Assay kit is an Enzyme-linked immunosorbent assay used for the quantitative and very sensitive determination of CXCL 12 / SDF-1 Alpha in serum and plasma. The CXCL 12 / SDF-1 Alpha ELISA Assay kit is for research use only and should not be used in diagnostic procedures. | : 1×96 wells | : 0.31 ng/ml | : 2.5 hours | : Serum, Plasma | : 50 µL |  |  | : 0.625 – 40 ng/ml |  | : Stromal Cell-Derived Factor 1, C-X-C motif chemokine 12 | [8 empty] | None
https://eaglebio.com/product/dm1-antibody-drug-conjugate-adc-elisa-assay-kit/ | DM1 Antibody Drug Conjugate (ADC) ELISA Assay Kit | The Eagle Biosciences DM1 Antibody Drug Conjugate (ADC) ELISA Assay Kit (enzyme-linked immunoassay kit) is intended for use in the quantitative determination of antibody-DM1-conjugate (Trastuzumab emtansine) level in test samples. It is useful for pre-clinical and clinical pharmacology study of DM1 Antibody Drug Conjugate (ADC). | : 1 x 96 wells | : 0.024 µg/mL | : 2.5 hours | : Serum, Cell Culture, Tissue | : 100 µL |  |  | : 0.016 – 1.0 µg/mL |  | : DM1-ADC, |  |  | None | [6 empty] | : Human, Mouse, Rat, Primate
https://eaglebio.com/product/easymer-hla-a0301-mhc-tetramers-kit/ | easYmer HLA-A*03:01 MHC Tetramers Kit | easYmer® HLA-A*03:01 MHC Tetramers Kit can be used to generate monomers with your choice of peptide. The monomers can easily be tetramerized with fluorophore conjugated streptavidin and used to analyze T-cells by flow cytometry. The easYmer reagent can also be used to evaluate specific peptide-HLA I binding. easYmer® HLA-A*03:01 MHC Tetramers Kit is for research use only. | [12 empty] | None | [7 empty] | HLA-A*03:01 – peptide receptive and biotinylated HLA-A*03:01 molecules in Tris/Maleate pH7 with 30% Glycerol | Tris/Maleate pH7 | YF NS5 286-295 (KSEYMTSWFY), a known HLA-A*03:01 binder. Positive control for evaluation analysis of peptide-HLA folding | None
https://eaglebio.com/product/easymer-hla-a2402-mhc-tetramers-kit/ | easYmer HLA-A*24:02 MHC Tetramers Kit | easYmer® HLA-A*24:02 MHC Tetramers Kit can be used to generate monomers with your choice of peptide. The monomers can easily be tetramerized with fluorophore conjugated streptavidin and used to analyze T-cells by flow cytometry. The easYmer reagent can also be used to evaluate specific peptide-HLA I binding. easYmer® HLA-A*24:02 MHC Tetramers Kit is for research use only. | [12 empty] | None | [7 empty] | HLA-A*24:02 – peptide receptive and biotinylated HLA-A*24:02 molecules in Tris/Maleate pH7 with 30% Glycerol | Tris/Maleate pH7 | YF NS5 286-295 (KSEYMTSWFY), a known HLA-A*24:02 binder. Positive control for evaluation analysis of peptide-HLA folding | None
https://eaglebio.com/product/fluobolt-wnt3a-fluorescence-immunoassay/ | FluoBolt-WNT3A Fluorescence Immunoassay | The FluoBolt-WNT3A Fluorescence Immunoassay is intended for the quantitative determination of WNT3A in human serum and plasma. The FluoBolt-WNT3A Fluorescence Immunoassay is for research use only and not intended for use in diagnostic procedures. | : 1×96 wells | : LOD (0 pmol/l + 3 SD): 51 pmol/l; LLOQ: 175 pmol/l | : Overnight | : Serum, plasma | : 20 µl |  |  | : 0-2800 pmol/l | [16 empty] | : Metal Enhanced Direct Sandwich Fluorescence Immunoassay
https://eaglebio.com/product/gc-reaad-itih3-elisa-assay/ | GC-REAAD™ ITIH3 ELISA Assay | GC-REAAD™ ITIH3 ELISA Test (Gastric Carcinoma – Recombinant Antigen-Antibody Detection) is intended for qualitative and semi-quantitative detection of human Inter-alpha-trypsin inhibitor heavy chain H3 (ITIH3) proteins in human plasma / serum. The test utilizes sandwich ELISA using two layers of antibodies (i.e. capture and detection antibody) to determine ITIH3 proteins levels in plasma / serum samples. | : 1×96 wells | : 0.4 RU | : 2 hours | : Serum, plasma | : 100 µl |  |  |  |  | : Inter-alpha-trypsin inhibitor heavy chain 3, ITIH3 Protein, Human ITIH3, hITIH3, Gastric Carcinoma REAAD |  | : 0.4-0.7 RU
https://eaglebio.com/product/glutamine-elisa-assay-kit/ | Glutamine ELISA Assay Kit | This Glutamine ELISA Assay is intended for the quantitative determination of L-Glutamine (Gln) in plasma samples. The Glutamine ELISA is for research use only and not to be used for diagnostic purposes. | : 1×96 wells | : 3µM | : Overnight | : Serum and plasma (EDTA), Cell Culture | : 10µL |  |  |  |  | : Gln |  | : 21-3125µM | None | [12 empty] | : No significant cross-reactivity was observed with Ornithine, Arginine, Asparagine, D-Glutamine, and L-Glutamic acid. | <br/>
https://eaglebio.com/product/hamster-cho-gstp-elisa-assay-kit/ | Hamster (CHO) GSTp ELISA Assay Kit | The Hamster (CHO) Glutathione S-Transferase Pi (GSTp) ELISA Assay Kit is a highly sensitive two-site enzyme linked immunoassay (ELISA) for measuring GSTp in Hamster (CHO) biological samples. The Hamster (CHO) Glutathione S-Transferase Pi (GSTp) ELISA Assay Kit is for research use only and not to be used for diagnostic procedures. If the ELISA is to be used outside the intended use, the user may need to optimize for said use. | : 1×96 wells |  | : 2 hours 50 minutes | : Tissue Culture Fluids | : 100 μL |  |  | : 0.63 ng/mL – 20 ng/mL |  | : GSTp, Glutathione S-Transferase Pi
https://eaglebio.com/product/hamster-cho-matrix-metalloproteinase-19-mmp-19-elisa-assay-kit/ | Hamster (CHO) Matrix metalloproteinase-19 (MMP-19) ELISA Assay Kit | The Hamster (CHO) Matrix Metalloproteinase-19 (MMP-19) ELISA Assay Kit is a highly sensitive two-site enzyme linked immunoassay (ELISA) for measuring MMP-19 in Hamster (CHO) biological samples. The Hamster (CHO) MMP-19 ELISA Assay Kit is for research use only and not to be used for diagnostic procedures. If the ELISA is to be used outside the intended use, the user may need to optimize for said use. | : 1×96 wells |  | : 2 hours 50 minutes | : Tissue Culture Fluids | : 100 μL |  |  | : 20 ng/mL – 0.3125 ng/mL |  | : Matrix metalloproteinase-19, MMP-9
https://eaglebio.com/product/hcc-reaad-erbb3-her3-elisa-assay/ | HCC-REAAD ErbB3 (HER3) ELISA Assay | HCC-REAAD™ ERBB3 (HER3) ELISA (Hepatocellular Carcinoma -REcombinant Antigen-Antibody Detection) is intended for qualitative and semi-quantitative detection of human epidermal growth factor receptor 3 (ERBB3) proteins in human plasma/serum samples. The test utilizes sandwich ELISA using two layers of antibodies (i.e, capture and detection antibody) to determine a sample’s ERBB3 proteins levels in plasma / serum samples. | : 1×96 wells | : 0.3 RU | : 1.75 hours | : Serum, plasma | : 100 µl |  |  |  |  | : Hepatocellular Carcinoma -Recombinant Antigen-Antibody Detection, Receptor tyrosine-protein kinase erbB-3, HER3, Human Epidermal Growth Factor Receptor 3 |  | : 0.3-0.7 RU
https://eaglebio.com/product/hdgf-elisa-assay-kit/ | HDGF ELISA Assay Kit | The HDGF ELISA Assay Kit is intended for the quantification of Human HDGF in serum, plasma and cell culture supernatant samples. The Eagle Biosciences HDGF ELISA Assay Kit is for research use only and should not be used for diagnostic procedures. | : 1 x 96 wells | : 30 pg/ml | : 3.5 hours | : Serum, Plasma, Cell Culture Supernatants | : 50 µl |  |  | : 78-5000 pg/ml | [19 empty] | : Human Heparin Binding Growth Factor
https://eaglebio.com/product/high-sensitive-hsp70-elisa/ | High Sensitive HSP70 ELISA | The High Sensitive HSP70 ELISA Kit is for the detection of Human and cross-reactive sample types of Hsp70 in plasma, serum and cell lysates. |  | : 0.038 ng/ml | : 30 minutes | : Cell lysates, Plasma, Serum, Tissue | : 100 μL |  |  | : 0.42 – 27 ng/ml
https://eaglebio.com/product/hmgb1-plasma-elisa-assay/ | HMGB1 Plasma ELISA Assay | The HMGB1 Plasma ELISA Assay is intended for the quantification of Human HMGB1 in Human plasma and cell culture supernatants samples. The Eagle Biosciences HMGB1 (human) ELISA Assay Kit is for research use only and should not be used for diagnostic procedures. | : 1 x 96 wells | : 0.3 ng/ml | : Overnight | : Plasma, Cell culture Supernatants | : 100 µl |  |  | : 0.3125-20 ng/ml |  | : High Mobility Group Box 1, Human HMGB1 Protein
https://eaglebio.com/product/hmgb1-serum-elisa-assay/ | HMGB1 Serum ELISA Assay | The Eagle Biosciences HMGB1 ELISA Assay kit is intended for the quantification of Human / Mouse / Rat HMGB1 in serum samples. The Eagle Biosciences HMGB1 ELISA assay kit is for research use only and should not be used for diagnostic procedures. | : 1 x 96 wells | : 0.4 pg/ml | : 2 hours | : Serum | : 50 µl |  |  | : 0.625-20 ng/ml |  | : Multispecies High Mobility Group Box 1
https://eaglebio.com/product/hsc70-elisa-assay-kit/ | HSC70 ELISA Assay Kit | The HSC70 ELISA Assay Kit is for the detection of human Hsc70 in cell lysates, tissue extracts, and serum samples. Each kit contains sufficient components to quantitate the Hsc70 concentration in up to 40 samples, tested in duplicate. |  | : 1.54 ng/ml | : 30 minutes | : Cell lysates, Serum, Tissue, Whole Blood | : 100 μL |  |  | : 2.34 – 150 ng/ml
https://eaglebio.com/product/hsp65-elisa-assay-kit/ | HSP65 ELISA Assay Kit | The HSP65 ELISA Assay Kit is for the detection of Hsp65 in cell lysates, tissue extracts, and serum samples. |  | : 0.06 ng/ml | : 30 minutes | : Cell lysates, Serum, Tissue | : 100 μL |  |  | : 0.344 – 22 ng/ml | <br/> | [19 empty] | None
https://eaglebio.com/product/hsp70-elisa-assay-kit/ | HSP70 ELISA Assay Kit | The HSP70 ELISA Assay Kit is for the detection of human Hsp70 in cell lysates, and tissue extracts. Each kit contains sufficient components to quantitate the Hsp70 concentration in up to 40 samples, tested in duplicate. The HSP70 ELISA Kit is for research use only and should not be used in diagnostic procedures. |  | : 0.18 ng/ml | : 30 minutes | : Cell lysates, Serum, Tissue, Urine | : 50 μL |  |  | : 0.781 – 50 ng/mL
https://eaglebio.com/product/hsp70-plant-elisa-assay/ | HSP70 Plant ELISA Assay | The HSP70 Plant ELISA Assay Kit is for the detection of cytoplasmic Plant Hsp70 from plant extracts. But this kit is also compatible with human tissue extracts and lysates and serum and plasma. |  | : 0.18 ng/ml | : 30 minutes | : Cell lysates, Plant extract, Plasma, Serum, Tissue | : 100 μL |  |  | : 1.563 – 100 ng/ml
https://eaglebio.com/product/hsp90-alpha-elisa-assay-kit/ | HSP90-alpha ELISA Assay Kit | The HSP90-alpha ELISA Assay Kit is for the detection of human Hsp90α in cell lysates, tissue extracts, and serum samples. Each kit contains sufficient components to quantitate the Hsp90α concentration in up to 40 samples, tested in duplicate. The ELISA is specific for Hsp90α and does not cross react with Hsp90α, Grp94, Hsp60 or Hsp70. |  | : 0.117 ng/ml | : 30 minutes | : Cell lysates, Serum, Tissue, Whole Blood | : 100 μL |  |  | : 0.44 – 28 ng/ml
https://eaglebio.com/product/human-egf-elisa-assay/ | Human EGF ELISA Assay | The Human EGF ELISA Assay (enzyme-linked immunoassay kit) is intended for the quantitative determination of human Epidermal Growth Factor (EGF) concentrations in cell culture supernates, serum, and plasma. The Eagle Biosciences Human Epidermal Growth Factor (EGF) ELISA Assay Kit is for research use only and not to be used in diagnostic procedures. | : 1×96 wells | : 15 pg/mL | : 3.5 hours | : Serum, Plasma, Cell Culture | : 100 µL |  |  | : 62.5 – 2000 pg/ml |  | : Epidermal Growth Factor
https://eaglebio.com/product/human-egfr-elisa-kit/ | Human EGFR ELISA Kit | The Human EGFR ELISA Kit is intended for the quantitation of Human EGFR concentrations in cell culture supernates, serum, plasma(heparin, EDTA) and human milk. The Eagle Biosciences Human EGFR ELISA Kit is for research use only and not for diagnostic or therapeutic procedures. | : 1×96 wells | : <1pg/ml | : 2 hours 40 minutes | : Cell culture supernates, Serum, Plasma (heparin, EDTA) and Human milk. | : 100 µl | [6 empty] | : 156pg/ml-10,000pg/ml | [15 empty] | : Epidermal Growth Factor Receptor
https://eaglebio.com/product/human-erbb-2-elisa-kit/ | Human ErbB-2 ELISA Kit | The Human ErbB-2 ELISA Kit is intended for the quantitation of ERBB2 concentrations in cell culture supernates, serum and plasma (heparin, EDTA). The Eagle Biosciences Human ErbB-2 ELISA Kit is for research use only and not for diagnostic or therapeutic procedures. | : 1×96 wells | : <10pg/ml | : 2 hours 40 minutes | : Cell culture supernates, serum and plasma(heparin, EDTA) | : 100 µl |  |  |  |  | : HER2/neu, Human Epidermal growth factor Receptor 2, CD340, cluster of differentiation 340, p185 |  | : 15.6pg/ml-1000pg/ml
https://eaglebio.com/product/human-flt3-elisa-kit/ | Human FLT3 ELISA Kit | The Human FLT3 ELISA Kit is intended for the quantitation of Human FLT3 concentrations in cell culture supernates, lysates, tissue, serum and plasma (heparin, EDTA). The Eagle Biosciences Human FLT3/FLK2 ELISA Kit is for research use only and not for diagnostic or therapeutic procedures. | : 1×96 wells | : <50pg/ml | : 2 hours 40 minutes | : Cell culture supernates, Lysates, Tissue, Serum and Plasma (heparin, EDTA). | : 100 µl | [6 empty] | : 62.5pg/ml-4000pg/ml | [15 empty] | : FMS-like Tyrosine Kinase 3, Fetal Liver Kinase 2, FLK2, receptor-type tyrosine-protein kinase FLT3, Cluster of differentiation antigen 135
https://eaglebio.com/product/human-g-csf-elisa-assay/ | Human G-CSF ELISA Assay | The Eagle Biosciences Human Granulocyte Colony Stimulating Factor (G-CSF) ELISA Assay Kit (enzyme-linked immunoassay kit) is intended for the quantitative determination of human Granulocyte Colony Stimulating Factor (G-CSF) concentrations in cell culture supernates, serum, and plasma. The Eagle Biosciences Human Granulocyte Colony Stimulating Factor (G-CSF) ELISA Assay Kit is for research use only and not to be used in diagnostic procedures. | : 1×96 wells | : 4 pg/mL | : 3.5 hours | : Serum, Plasma, Cell Culture | : 100 µL |  |  | : 15.625 – 500 pg/ml |  | : Granulocyte colony-stimulating factor, GCSF, colony-stimulating factor 3, CSF 3
https://eaglebio.com/product/human-gm-csf-elisa-assay/ | Human GM-CSF ELISA Assay | The Human GM-CSF ELISA Assay (enzyme-linked immunoassay kit) is intended for the quantitative determination of human Granulocyte macrophage colony stimulating factor (GM-CSF) concentrations in cell culture supernates, serum, and plasma. The Eagle Biosciences Human Granulocyte macrophage colony stimulating factor (GM-CSF) ELISA Assay Kit is for research use only and not to be used in diagnostic procedures. | : 1×96 wells | : 7 pg/mL | : 3 hours | : Serum, Plasma, Cell Culture | : 100 µL |  |  | : 31.25 – 1000 pg/ml |  | : Granulocyte macrophage colony stimulating factor, GMCSF, Colony-stimulating factor 2, CSF2
https://eaglebio.com/product/human-kallikrein-14-elisa-kit/ | Human Kallikrein-14 ELISA Kit | The Human Kallikrein-14 ELISA Kit is intended for the quantitation of Human KLK14 concentrations in cell culture supernates, cell lysates, serum and plasma (heparin, EDTA). The Eagle Biosciences Human Kallikrein 14 ELISA Kit is for research use only and not for diagnostic or therapeutic procedures. | : 1×96 wells | : <2pg/ml | : 2 hours 40 minutes | : Cell culture supernates, cell lysates, serum and plasma(heparin, EDTA) | : 100 µl |  |  |  |  | : KLK14 |  | : 15.6pg/ml-1000pg/ml
https://eaglebio.com/product/human-kallikrein-3-elisa-kit/ | Human Kallikrein-3 ELISA Kit | The Human Kallikrein-3 ELISA Kit is intended for the quantitation of Human KLK3 concentrations in cell culture supernates, cell lysates, serum and plasma (heparin, EDTA). The Eagle Biosciences Human Kallikrein 3 ELISA Kit is for research use only and not for diagnostic or therapeutic procedures. | : 1×96 wells | : <10pg/ml | : 2 hours 40 minutes | : Cell culture supernates, cell lysates, serum and plasma (heparin, EDTA) | : 100 µl |  |  |  |  | : KLK3, Prostate-specific antigen, PSA, seminin, semenogelase, gamma-seminoprotein and P-30 antigen |  | : 312pg/ml-20,000pg/ml
https://eaglebio.com/product/human-ki67-elisa-kit/ | Human Ki67 ELISA Kit | The Eagle Biosciences Human Ki67 ELISA Kit is intended for the quantitation of Human MKI67 concentrations in cell culture supernates, serum and plasma (heparin, EDTA, citrate). The Eagle Biosciences Human Ki67 ELISA Kit is for research use only and not for diagnostic or therapeutic procedures. | : 1×96 wells | : <1pg/ml | : 2 hours 40 minutes | : Cell culture supernates, serum and plasma (heparin, EDTA, citrate) | : 100 µl |  |  |  |  | : Proliferation-related Ki-67 antigen, MKI67, KIA |  | : 7.8pg/ml-500pg/ml
https://eaglebio.com/product/human-klk11-elisa-kit/ | Human KLK11 ELISA Kit | The Eagle Biosciences Human KLK11 ELISA Kit is intended for the quantitation of Human KLK11 concentrations in cell culture supernates, cell lysates, serum and plasma (heparin, EDTA). The Eagle Biosciences Human KLK11 ELISA Kit is for research use only and not for diagnostic or therapeutic procedures. | : 1×96 wells | : <10pg/ml | : 2 hours 40 minutes | : cell culture supernates, cell lysates, serum and plasma(heparin, EDTA) | : 100 µl | [6 empty] | : 156pg/ml-10000pg/ml | [15 empty] | : Kallikrien-11
https://eaglebio.com/product/human-klk12-elisa-kit/ | Human KLK12 ELISA Kit | The Human KLK12 ELISA Kit is intended for the quantitation of Human KLK12 concentrations in cell culture supernates, cell lysates, serum and plasma (heparin, EDTA). The Eagle Biosciences Human KLK12 ELISA Kit is for research use only and not for diagnostic or therapeutic procedures. | : 1×96 wells | : <10pg/ml | : 2 hours 40 minutes | : Cell culture supernates, cell lysates, serum and plasma(heparin, EDTA) | : 100 µl | [6 empty] | : 156pg/ml-10000pg/ml | [15 empty] | : Kallikrien-12
https://eaglebio.com/product/human-klk13-elisa-kit/ | Human KLK13 ELISA Kit | The Human KLK13 ELISA Kit is intended for the quantitation of Human KLK13 concentrations in cell culture supernates, cell lysates, serum and plasma (heparin, EDTA). The Eagle Biosciences Human KLK13 ELISA Kit is for research use only and not for diagnostic or therapeutic procedures. | : 1×96 wells | : <10pg/ml | : 2 hours 40 minutes | : Cell culture supernates, cell lysates, serum and plasma(heparin, EDTA) | : 100 µl | [6 empty] | : 156pg/ml-10000pg/ml | [15 empty] | : Kallikrien-13
https://eaglebio.com/product/human-neprilysin-elisa-kit/ | Human Neprilysin ELISA Kit | The Eagle Biosciences Human CD10/Neprilysin ELISA Kit is intended for the quantitation of Human MME concentrations in cell culture supernates, cell lysates, serum and plasma (heparin, EDTA). The Eagle Biosciences Human CD10/Neprilysin ELISA Kit is for research use only and not for diagnostic or therapeutic procedures. | : 1×96 wells | : <10pg/ml | : 2 hours 40 minutes | : Cell culture supernates, cell lysates, serum and plasma (heparin, EDTA) | : 100 µl |  |  |  |  | : CD10, membrane metallo-endopeptidase, neutral endopeptidase, NEP, Neprilysin, or common acute lymphoblastic leukemia antigen, CALLA |  | : 125pg/ml-8000pg/ml
https://eaglebio.com/product/human-pd-l1-elisa-kit/ | Human PD-L1 ELISA Kit | The Eagle Biosciences Human PD-L1/B7-H1 ELISA Kit is intended for the quantitation of Human CD274 concentrations in cell culture supernates, cell lysates, serum and plasma (heparin, EDTA). The Eagle Biosciences Human PD-L1/B7-H1 ELISA Kit is for research use only and not for diagnostic or therapeutic procedures. | : 1×96 wells | : <12pg/ml | : 2 hours 40 minutes | : Cell culture supernates, Cell lysates, Serum and Plasma | : 100 µl | [6 empty] | : 62.5pg/ml-4000pg/ml | [17 empty] | B7-H1, Programmed death-ligand 1, CD274, B7 homolog 1
https://eaglebio.com/product/human-tnf-alpha-elisa-assay/ | Human TNF-Alpha ELISA Assay | The Human TNF-Alpha ELISA Assay (enzyme-linked immunoassay kit) is intended for the quantitative determination of human TNF Alpha (TNF-α) concentrations in cell culture supernates, serum, and plasma. The Eagle Biosciences Human TNF Alpha ELISA Assay Kit is for research use only and not to be used in diagnostic procedures. | : 1×96 wells | : 25 pg/mL | : 2.5 hours | : Serum, Plasma, Cell Culture | : 100 µl |  |  | : 25-800 pg/ml |  | : TNFSF1A, TNF-α, Tumor Necrosis Factor Alpha | [20 empty] | <br/>
https://eaglebio.com/product/humanized-anti-her-2-elisa-kit/ | Humanized Anti-HER-2 ELISA Kit | The Humanized Anti-HER-2 ELISA kit is intended for use in the quantitative determination of Herceptin levels in human serum and EDTA plasma. The Humanized Anti-HER-2 ELISA kit is intended for research use only. | : 1×96 wells | : 0.245 ng/mL | : >2 hours | : Serum or EDTA Plasma | : 10 µL |  |  | : 0.245 – 500 ng/mL |  |  |  |  | None | Herceptin, Trastuzumab, HER2 | [11 empty] | :
https://eaglebio.com/product/klk7-elisa-assay-kit/ | KLK7 ELISA Assay Kit | The Eagle Biosciences Kallikrein-Related Peptidase 7 (KLK7) ELISA Kit is intended for the quantitative determination of the Kallikrein-Related Peptidase 7 (KLK7) concentration in human serum. The Kallikrein-Related Peptidase 7 (KLK7) ELISA assay kit is for research use only and not to be used in diagnostic procedures. | : 1×96 wells | : 2.0 ng/ml | : 2.5 hours | : Serum | : 100 µL |  |  | : 2 – 512 ng/ml |  | : Kallikrein Related Peptidase 7, Human KLK7
https://eaglebio.com/product/klk8-elisa-assay-kit/ | KLK8 ELISA Assay Kit | The KLK8 ELISA Assay Kit is intended for the quantitative determination of the Kallikrein-Related Peptidase 8 (KLK8) concentration in human serum. The Kallikrein-Related Peptidase 8 (KLK8) ELISA assay kit is for research use only and not to be used in diagnostic procedures. | : 1×96 wells | : 1.0 ng/ml | : 2.5 hours | : Serum | : 100 µL |  |  | : 1 – 256 ng/ml |  | : Kallikrein Related Peptidase 8, Human KLK8
https://eaglebio.com/product/matriptase-elisa-assay-kit/ | Matriptase ELISA Assay Kit | The Eagle Biosciences Matriptase (TADG-15) ELISA Kit is intended for the quantitative determination of the cancer antigen Matriptase concentration in human serum. The Matriptase (TADG-15) ELISA assay kit is for research use only and not to be used in diagnostic procedures. | : 1×96 wells | : 2.0 ng/ml | : 2.5 hours | : Serum | : 100 µL |  |  | : 2 – 512 ng/ml |  | : TADG-15
https://eaglebio.com/product/mmae-adc-elisa-kit/ | MMAE ADC ELISA Kit | The MMAE Antibody Drug Conjugate (ADC) ELISA Assay Kit (enzyme-linked immunoassay kit) is intended for use in the quantitative determination of antibody-MMAE-conjugate level in test sample. It is useful for pre-clinical and clinical pharmacology study of MMAE Antibody Drug Conjugate (ADC). Samples from tissue/cell culture and serum samples from human, rat, mouse, primate, etc. can be used directly with this kit. Both humanized monoclonal antibody based MMAE-ADC and mouse monoclonal antibody based MMAE-ADC can be measured with this kit. | : 1×96 wells | : 0.0435 µg/mL | : 2.5 hours | : Serum, Cell Culture, Tissue | : 100 µL |  |  | : 0.032 – 4.0 µg/mL |  | : Monomethyl auristatin E, MMAE Antibody Drug Conjugate ELISA Kit |  |  | None
https://eaglebio.com/product/mmp-7-elisa-assay-kit/ | MMP-7 ELISA Assay Kit | The Eagle Biosciences MMP-7 ELISA Kit is intended for the quantitative determination of the Cancer Antigen MMP-7 concentration in human serum. The Matrix Metalloproteinase 7 (MMP-7) ELISA assay kit is for research use only and not to be used in diagnostic procedures. | : 1×96 wells | : 1.0 ng/mL | : 2.25 hours | : Serum | : 50 µL |  | <br/> | : 4 – 64 ng/mL |  | : Matrix Metalloproteinase 7
https://eaglebio.com/product/mmp-9-elisa-assay-kit/ | MMP-9 ELISA Assay Kit | The Eagle Biosciences Human Matrix Metalloproteinase 9 (MMP-9) ELISA Assay Kit (enzyme-linked immunoassay kit) is intended for the quantitative determination of human Matrix Metalloproteinase 9 (MMP-9) concentrations in cell culture supernates, serum, and plasma. The Eagle Biosciences Human Matrix Metalloproteinase 9 (MMP-9) ELISA Assay Kit is for research use only and not to be used in diagnostic procedures. | : 1×96 wells | : 31 pg/ml | : 3.5 hours | : Serum, Plasma, Cell Culture | : 100 µl |  |  | : 62.5 – 2000 pg/ml |  | : Matrix metalloproteinase 9, Gelatinase B
https://eaglebio.com/product/mouse-autotaxin-elisa-assay-kit/ | Mouse Autotaxin ELISA Assay Kit | The Mouse Autotaxin ELISA Assay Kit is designed for quantification of mouse autotaxin in serum, plasma, and fluid. The Eagle Biosciences Mouse Autotaxin ELISA Assay Kit is for research use only and not to be used for diagnostic purposes. | : 1×96 wells | : 6.5pg/mL | : 2 hours 35 minutes | : Serum and plasma | : 100 µl |  |  |  |  | : ENPP-2 |  | : 31.25pg/mL-2000pg/mL
https://eaglebio.com/product/mouse-egfr-elisa-kit/ | Mouse EGFR ELISA Kit | The Mouse EGFR ELISA Kit is intended for the quantitation of Mouse EGFR concentrations in cell culture supernates, cell lysates, serum and plasma (heparin, EDTA). The Eagle Biosciences Mouse EGFR ELISA Kit is for research use only and not for diagnostic or therapeutic procedures. | : 1×96 wells | : <15pg/ml | : 2 hours 40 minutes | : cell culture supernates, cell lysates, serum and plasma (heparin, EDTA) | : 100 µl |  |  |  |  | : Epidermal Growth Factor Receptor, ErbB-1 |  | : 156pg/ml-10000pg/ml
https://eaglebio.com/product/mouse-gm-csf-elisa-assay/ | Mouse GM-CSF ELISA Assay | The Mouse GM-CSF ELISA Assay (enzyme-linked immunoassay kit) is intended for the quantitative determination of mouse Granulocyte macrophage colony-stimulating factor (GM-CSF) concentrations in cell culture supernates, serum, and plasma. The Eagle Biosciences Mouse Granulocyte macrophage colony-stimulating factor (GM-CSF) ELISA Assay Kit is for research use only and not to be used in diagnostic procedures. | : 1×96 wells | : 7 pg/mL | : 3.5 hours | : Serum, Plasma, Cell Culture | : 100 µl |  |  | : 31.25 – 1000 pg/ml |  | : Mouse Granulocyte macrophage colony-stimulating factor
https://eaglebio.com/product/mouse-neprilysin-elisa-kit/ | Mouse Neprilysin ELISA Kit | The Mouse Neprilysin ELISA Kit is intended for the quantitation of Mouse MME concentrations in cell culture supernates, cell lysates, serum and plasma (heparin, EDTA). The Eagle Biosciences Mouse CD10/Neprilysin ELISA Kit is for research use only and not for diagnostic or therapeutic procedures. | : 1×96 wells | : <10pg/ml | : 2 hours 40 minutes | : Cell culture supernates, cell lysates, serum and plasma (heparin, EDTA) | : 100 µl |  |  |  |  | : CD10, membrane metallo-endopeptidase, neutral endopeptidase, NEP, Common acute lymphoblastic leukemia antigen, CALLA |  | : 93.7pg/ml-6000pg/ml
https://eaglebio.com/product/mouse-pd-l1-elisa-kit/ | Mouse PD-L1 ELISA Kit | The Mouse PD-L1 ELISA Kit is intended for the quantitation of Mouse CD274 concentrations in cell culture supernates, cell lysates, serum and plasma (heparin, EDTA). The Eagle Biosciences Mouse PD-L1/B7-H1 ELISA Kit is for research use only and not for diagnostic or therapeutic procedures. | : 1×96 wells | : <10pg/ml | : 2 hours 40 minutes | : Cell culture supernates, Cell lysates, Serum and Plasma (heparin, EDTA). | : 100 µl |  |  |  |  | : B7-H1, Programmed death-ligand 1, CD274, B7 homolog 1 |  | : 31.2pg/ml-2000pg/ml
https://eaglebio.com/product/mouse-tgf-beta1-elisa/ | Mouse TGF beta1 ELISA | The Mouse TGF beta1 ELISA Assay Kit is intended for the quantification of Mouse Transforming Growth Factor- beta 1 in serum, plasma, cell culture supernatants. | : 1×96 wells | : 5 pg/mL | : 4 hours | : Serum, Plasma Cell Culture Supernatants | : 100 µL |  |  | : 31.25-2000 pg/mL | [5 empty] | Transforming Growth Factor- beta 1, TGF b1
https://eaglebio.com/product/npc-reaad-ebv-early-antigen-antibody-elisa/ | NPC-REAAD EBV Early Antigen Antibody ELISA | NPC-REAAD EBV Early Antigen Antibody ELISA Assay Kit (Nasopharyngeal Cancer – Recombinant Antigen-Antibody Detection) is intended for qualitative and semi-quantitative detection of IgA antibodies to Epstein Barr Virus in human serum. The test utilizes Epstein Barr Virus (EBV) specific proteins to aid in the determination. A number of publications have demonstrated a correlation with EBV antibody response, in particular an IgA response and NPC. | : 1×96 wells | : 103 RU | : 1.25 hours | : Serum | : 100 µl |  |  |  |  | : Nasopharyngeal Cancer, Epstein Barr Virus, EBV EA IgA |  | : 103 – 127 RU
https://eaglebio.com/product/nse-elisa-assay-kit/ | NSE ELISA Assay Kit | The NSE ELISA Assay Kit (enzyme-linked immunoassay kit) is intended for the quantitative determination of human neuron specific enolase (NSE) levels in serum. The Eagle Biosciences Human Neuron Specific (NSE) ELISA Assay Kit is for research use only and not to be used in diagnostic procedures. | : 1×96 wells | : 1.2 ng/mL | : 1.0 hours | : Serum | : 10 µL |  |  | : 5.0 – 178 ng/ml |  | : Human Neuron Specific Enolase |  |  | None | [18 empty] | :
https://eaglebio.com/product/pepsinogen-i-elisa-kit/ | Pepsinogen I ELISA Kit | The Pepsinogen I ELISA Kit (enzyme-linked immunoassay kit) is intended for the quantitative determination of human pepsinogen I levels in serum. The Eagle Biosciences Human Pepsinogen I ELISA Assay Kit is for research use only and not to be used in diagnostic procedures. | : 1×96 wells | : 0.1 ng/mL | : 1.5 hours | : Serum | : 25 µL |  |  | : 3 – 300 ng/ml |  |  |  |  | None | Pepsinogen 1
https://eaglebio.com/product/pepsinogen-ii-elisa-kit/ | Pepsinogen II ELISA Kit | The Pepsinogen II ELISA Kit (enzyme-linked immunoassay kit) is intended for the quantitative determination of human pepsinogen II levels in serum. The Eagle Biosciences Human Pepsinogen II ELISA Assay Kit is for research use only and not to be used in diagnostic procedures. | : 1×96 wells | : 0.1 ng/mL | : 2.5 hours | : Serum | : 50 µL |  |  | : 6.3 – 100 ng/mL |  |  |  |  | None | Pepsinogen 2
https://eaglebio.com/product/plasma-metanephrine-elisa-assay-kit/ | Plasma Metanephrine ELISA Assay Kit | The Eagle Biosciences Plasma Metanephrine ELISA Assay Kit is used for the quantitative determination of free Metanephrine in plasma. | : 1×96 wells | : 14.9 pg/ml | : 5 hours 25 min | : Plasma | : 200 µl | [27 empty] | 36 – 3 600 pg/ml
https://eaglebio.com/product/plasma-normetanephrine-elisa-assay-kit/ | Plasma Normetanephrine ELISA Assay Kit | The Eagle Biosciences Plasma Normetanephrine ELISA Assay Kit is used for the quantitative determination of free Normetanephrine in plasma. | : 1×96 wells | : 17.9 pg/ml | : 5 hours 25 min | : Plasma | : 200 µl | [27 empty] | 72 – 7,200 pg/ml
https://eaglebio.com/product/rat-tnf-alpha-elisa-assay/ | Rat TNF-Alpha ELISA Assay | The Eagle Biosciences Rat TNF Alpha (TNF-α) ELISA Assay Kit (enzyme-linked immunoassay kit) is intended for the quantitative determination of rat TNF Alpha (TNF-α) concentrations in cell culture supernates, serum, and plasma. The Eagle Biosciences Rat TNF Alpha (TNF-α) ELISA Assay Kit is for research use only and not to be used in diagnostic procedures. | : 1×96 wells | : 15 pg/mL | : 3.5 hours | : Serum, Plasma, Cell Culture | : 100 µl |  |  | : 31.25 – 2000 pg/ml |  | : Rodent TNF-Alpha, TNF-α, Tumor Necrosis Factor alpha, TNFa | [23 empty] | <br/>
https://eaglebio.com/product/rodent-hmgb1-elisa-assay/ | Rodent HMGB1 ELISA Assay | The Eagle Biosciences Mouse/Rat HMGB1 ELISA Assay Kit is intended for the quantification of Mouse/Rat HMGB1 in Mouse/Rat plasma, cell culture supernatants and cell/tissue lysate samples.The Mouse/Rat HMGB1 ELISA Assay Kit is for research use only and should not be used for diagnostic procedures. | : 1×96 wells | : 0.3 pg/ml | : Overnight | : Plasma, Cell Culture Supernatants, and cell/tissue lysate samples | : 100 µL |  |  | : 0.3125-20 ng/ml | [19 empty] | : Mouse/Rat High Mobility Group Box 1
https://eaglebio.com/product/slpi-protein-elisa-assay/ | SLPI Protein ELISA Assay | The Eagle Biosciences Secretory Leukocyte Peptidase Inhibitor Protein (SLPI) ELISA Kit is intended for the quantitative determination of the Secretory Leukocyte Peptidase Inhibitor Protein (SLPI) concentration in human serum. The Secretory Leukocyte Peptidase Inhibitor Protein (SLPI) ELISA assay kit is for research use only and not to be used in diagnostic procedures. | : 1×96 wells | : 1.0 ng/ml | : 2.5 hours | : Serum | : 50 µL |  |  | : 5 – 80 ng/ml |  | : Secretory Leukocyte Peptidase Inhibitor
https://eaglebio.com/product/swine-tnf-alpha-elisa-assay/ | Swine TNF-Alpha ELISA Assay | The Swine TNF-Alpha ELISA Assay (enzyme-linked immunoassay kit) is intended for the quantitative determination of Porcine Tumor Necrosis Factor Alpha (TNA-alpha) concentrations in cell culture supernates, serum, and plasma. The Eagle Biosciences Swine Tumor Necrosis Factor Alpha (TNA-alpha) ELISA Assay Kit is for research use only and not to be used in diagnostic procedures. | : 1×96 wells | : 15 pg/mL | : 3 hours | : Serum, Plasma, Cell Culture | : 100 µl |  |  | : 31.25 – 1000 pg/ml |  | : Porcine Tumor Necrosis Factor alpha, Porcine TNF-a, Porcine TNF-alpha, Swine TNF-a, Swine Tumor Necrosis Factor alpha
https://eaglebio.com/product/thymidine-kinase-1-elisa-assay/ | Thymidine Kinase 1 ELISA Assay | The AroCell TK 210 ELISA Assay kit is a quantitative immunoassay for the determination of Thymidine Kinase 1 (TK1) in human serum. The TK 210 ELISA Assay kit is For Research Use Only. The performance characteristics of this product have not been established. | : 1×96 wells |  | : 4.75 hours | : Serum | : 80 µL |  |  | : 0-17 µg/L | [11 empty] | : Human | [7 empty] | : TK1, TK 210 | [6 empty] | <br/>
https://eaglebio.com/product/tissue-inhibitor-of-metalloproteinases-1-timp-1-elisa-assay-kit/ | Tissue Inhibitor of Metalloproteinases-1 (TIMP-1) ELISA Assay Kit | The Tissue Inhibitor of Metalloproteinases-1 (TIMP-1) ELISA Assay kit is designed for quantification of human TIMP-1 in serum, plasma and cell culture supernate samples. The Eagle Biosciences Tissue Inhibitor of Metalloproteinases-1 (TIMP-1) ELISA Assay kit is for research use only and not to be used for diagnostic purposes. | : 1×96 wells | : 31.2pg/ml | : 3 hrs 35 mins | : Serum, plasma, and cell culture supernates | : 100 µl | [6 empty] | : 31.2pg/ml – 2000pg/ml

## Tyrosine kinase
link | Product Name | SDS-PAGE-img | SEC-MALS-img | Bioactivity-img | Synonym | Source | Molecular Characterization | Endotoxin | Purity | Formulation | Storage | Shipping | SDS-PAGE | Background | Clinical and Translational Updates | Reconstitution | SEC-MALS | Clinical and Translational Updates | Labeling | Protein Ratio | Biotinylation | Biotin:Protein Ratio
https://www.acrobiosystems.com/P3127-Human-JAK1-Protein-His-Tag.html | Human JAK1 Protein, His Tag | SDS-PAGE0-0-0-0-0.jpg |  |  | JAK1,JAK-1,JAK1A,JAK1B,Jak1/r/n | Human JAK1, His Tag (JA1-H5547) is expressed from Baculovirus-Insect cells. It contains AA Ala 561 - Asn 852 (Accession # P23458-1)./r/nPredicted N-terminus: Met/r/n | This protein carries a polyhistidine tag at the N-terminus.The protein has a calculated MW of 35.7 kDa. The protein migrates as 30-33 kDa under reducing (R) condition (SDS-PAGE)./r/n | Less than 1.0 EU per μg by the LAL method./r/n | >95% as determined by SDS-PAGE./r/n | Delivered as bulk protein in a 0.2 μm filtered solution of 50 mM Tris, 500 mM NaCl, 2 mM TCEP, pH8.0 with glycerol as protectant.Contact us for customized product form or formulation./r/n | Please avoid repeated freeze-thaw cycles./r/n | This product is supplied as sterile liquid solution and shipped frozen with dry ice, please inquire the shipping cost./r/n | SDS-PAGEHuman JAK1, His Tag on SDS-PAGE under reducing (R) condition. The gel was stained with Coomassie Blue. The purity of the protein is greater than 95%. | JAK1 is a human tyrosine kinase protein essential for signaling for certain type I and type II cytokines. It interacts with the common gamma chain (γc) of type I cytokine receptors, to elicit signals from the IL-2 receptor family (e.g. IL-2R, IL-7R, IL-9R and IL-15R), the IL-4 receptor family (e.g. IL-4R and IL-13R), the gp130 receptor family (e.g. IL-6R, IL-11R, LIF-R, OSM-R, cardiotrophin-1 receptor (CT-1R), ciliary neurotrophic factor receptor (CNTF-R), neurotrophin-1 receptor (NNT-1R) and Leptin-R). Jak1 plays a critical role in initiating responses to multiple major cytokine receptor families. Expression of JAK1 in cancer cells enables individual cells to contract, potentially allowing them to escape their tumor and metastasize to other parts of the body/r/n | /r/n
https://www.acrobiosystems.com/P6451-Mouse-PTK7--CCK4-Protein-Fc-Tag-%28MALS-verified%29.html | Mouse PTK7 / CCK4 Protein, Fc Tag (MALS verified) | SDS-PAGE1-0-0-0-0.jpg | SEC-MALS1-0-0-0-0.jpg |  | PTK7,CCK4,CCK-4,Tyrosine-protein kinase-like 7,Protein-tyrosine kinase 7,Protein-tyrosine kinase 7/r/n | Mouse PTK7 Protein, Fc Tag(PT7-M5256) is expressed from human 293 cells (HEK293). It contains AA Ala 23 - Thr 696 (Accession # Q8BKG3-1 )./r/nPredicted N-terminus: Ala 23/r/n | This protein carries a human IgG1 Fc tag at the C-terminusThe protein has a calculated MW of 101.0 kDa. The protein migrates as 130-150 kDa under reducing (R) condition (SDS-PAGE) due to glycosylation./r/n | Less than 1.0 EU per μg by the LAL method./r/n | >90% as determined by SDS-PAGE. >90% as determined by SEC-MALS./r/n | Lyophilized from 0.22 μm filtered solution in 50 mM Tris, 100 mM Glycine, 25 mM Arginine, 150 mM NaCl, pH7.5 with trehalose as protectant. Contact us for customized product form or formulation./r/n | For long term storage, the product should be stored at lyophilized state at -20°C or lower.Please avoid repeated freeze-thaw cycles. This product is stable after storage at: -20°C to -70°C for 12 months in lyophilized state; -70°C for 3 months under sterile conditions after reconstitution./r/n |  | SDS-PAGEMouse PTK7 Protein, Fc Tag on SDS-PAGE under reducing (R) condition. The gel was stained with Coomassie Blue. The purity of the protein is greater than 90%. | PTK7, highly expressed in lung, liver, pancreas, kidney, placenta and melanocytes. Weakly expressed in thyroid gland, ovary, brain, heart and skeletal muscle. Also expressed in erythroleukemia cells. Inactive tyrosine kinase involved in Wnt signaling pathway. Component of both the non-canonical (also known as the Wnt/planar cell polarity signaling) and the canonical Wnt signaling pathway. Functions in cell adhesion, cell migration, cell polarity, proliferation, actin cytoskeleton reorganization and apoptosis. Has a role in embryogenesis, epithelial tissue organization and angiogenesis./r/n |  | Please see Certificate of Analysis for specific instructions.For best performance, we strongly recommend you to follow the reconstitution protocol provided in the CoA./r/n | SEC-MALSThe purity of Mouse PTK7 Protein, Fc Tag (Cat. No. PT7-M5256) is more than 90% and the molecular weight of this protein is around 240-270 kDa verified by SEC-MALS.Report
https://www.acrobiosystems.com/P6370-Biotinylated-Human-PTK7--CCK4-protein-FcAvitag%E2%84%A2-%28MALS-verified%29.html | Biotinylated Human PTK7 / CCK4 protein, Fc,Avitag™ (MALS verified) | SDS-PAGE2-0-0-0-0.jpg | SEC-MALS2-0-0-0-0.jpg |  | PTK7,CCK4,CCK-4,Tyrosine-protein kinase-like 7,Protein-tyrosine kinase 7,Protein-tyrosine kinase 7/r/n | Biotinylated Human PTK7 protein, Fc,Avitag(PT7-H82F5) is expressed from human 293 cells (HEK293). It contains AA Ala 31 - Thr 704 (Accession # Q13308-1 )./r/nPredicted N-terminus: Ala 31/r/n | This protein carries a human IgG1 Fc tag at the C-terminus, followed by an Avi tag (Avitag™)The protein has a calculated MW of 102.8 kDa. The protein migrates as 125-145 kDa under reducing (R) condition (SDS-PAGE) due to glycosylation./r/n | Less than 1.0 EU per μg by the LAL method./r/n | >90% as determined by SDS-PAGE. >90% as determined by SEC-MALS./r/n | Lyophilized from 0.22 μm filtered solution in 50 mM Tris, 100 mM Glycine, 25 mM Arginine, 150 mM NaCl, pH7.5 with trehalose as protectant. Contact us for customized product form or formulation./r/n | For long term storage, the product should be stored at lyophilized state at -20°C or lower.Please avoid repeated freeze-thaw cycles. This product is stable after storage at: -20°C to -70°C for 12 months in lyophilized state; -70°C for 3 months under sterile conditions after reconstitution./r/n |  | SDS-PAGEBiotinylated Human PTK7 protein, Fc,Avitag on SDS-PAGE under reducing (R) condition. The gel was stained with Coomassie Blue. The purity of the protein is greater than 90%. | PTK7, highly expressed in lung, liver, pancreas, kidney, placenta and melanocytes. Weakly expressed in thyroid gland, ovary, brain, heart and skeletal muscle. Also expressed in erythroleukemia cells. Inactive tyrosine kinase involved in Wnt signaling pathway. Component of both the non-canonical (also known as the Wnt/planar cell polarity signaling) and the canonical Wnt signaling pathway. Functions in cell adhesion, cell migration, cell polarity, proliferation, actin cytoskeleton reorganization and apoptosis. Has a role in embryogenesis, epithelial tissue organization and angiogenesis./r/n |  | Please see Certificate of Analysis for specific instructions.For best performance, we strongly recommend you to follow the reconstitution protocol provided in the CoA./r/n | SEC-MALSThe purity of Biotinylated Human PTK7 protein, Fc,Avitag (Cat. No. PT7-H82F5) is more than 90% and the molecular weight of this protein is around 235-265 kDa verified by SEC-MALS.Report |  | Biotinylation of this product is performed using Avitag™ technology. Briefly, the single lysine residue in the Avitag is enzymatically labeled with biotin./r/n | Passed as determined by the HABA assay / binding ELISA./r/n
https://www.acrobiosystems.com/P4429-Rat-PTK7--CCK4-Protein-His-Tag-%28MALS-verified%29.html | Rat PTK7 / CCK4 Protein, His Tag (MALS verified) | SDS-PAGE3-0-0-0-0.jpg | SEC-MALS3-0-0-0-0.jpg |  | PTK7,CCK4,CCK-4,Tyrosine-protein kinase-like 7,Protein-tyrosine kinase 7,Protein-tyrosine kinase 7/r/n | Rat PTK7, His Tag (PT7-R52H6) is expressed from human 293 cells (HEK293). It contains AA Ala 23 - Gln 695 (Accession # NP_001382670.1)./r/nPredicted N-terminus: Ala 23/r/n | This protein carries a polyhistidine tag at the C-terminus.The protein has a calculated MW of 76.1 kDa. The protein migrates as 95-116 kDa under reducing (R) condition (SDS-PAGE) due to glycosylation./r/n | Less than 1.0 EU per μg by the LAL method./r/n | >95% as determined by SDS-PAGE. >90% as determined by SEC-MALS./r/n | Lyophilized from 0.22 μm filtered solution in PBS, pH7.4. Normally trehalose is added as protectant before lyophilization.Contact us for customized product form or formulation./r/n | For long term storage, the product should be stored at lyophilized state at -20°C or lower.Please avoid repeated freeze-thaw cycles./r/n |  | SDS-PAGERat PTK7, His Tag on SDS-PAGE under reducing (R) condition. The gel was stained with Coomassie Blue. The purity of the protein is greater than 95%. | PTK7, highly expressed in lung, liver, pancreas, kidney, placenta and melanocytes. Weakly expressed in thyroid gland, ovary, brain, heart and skeletal muscle. Also expressed in erythroleukemia cells. Inactive tyrosine kinase involved in Wnt signaling pathway. Component of both the non-canonical (also known as the Wnt/planar cell polarity signaling) and the canonical Wnt signaling pathway. Functions in cell adhesion, cell migration, cell polarity, proliferation, actin cytoskeleton reorganization and apoptosis. Has a role in embryogenesis, epithelial tissue organization and angiogenesis./r/n |  | Please see Certificate of Analysis for specific instructions.For best performance, we strongly recommend you to follow the reconstitution protocol provided in the CoA./r/n | SEC-MALSThe purity of Rat PTK7, His Tag (Cat. No. PT7-R52H6) is more than 90% and the molecular weight of this protein is around 85-115 kDa verified by SEC-MALS.Report
https://www.acrobiosystems.com/P4428-Rat-PTK7--CCK4-Protein-Fc-Tag.html | Rat PTK7 / CCK4 Protein, Fc Tag | SDS-PAGE4-0-0-0-0.jpg |  |  | PTK7,CCK4,CCK-4,Tyrosine-protein kinase-like 7,Protein-tyrosine kinase 7,Protein-tyrosine kinase 7/r/n | Rat PTK7, Fc Tag (PT7-R5255) is expressed from human 293 cells (HEK293). It contains AA Ala 23 - Gln 695 (Accession # NP_001382670.1)./r/nPredicted N-terminus: Ala 23/r/n | This protein carries a human IgG1 Fc tag at the C-terminus.The protein has a calculated MW of 100.7 kDa. The protein migrates as 120-140 kDa under reducing (R) condition (SDS-PAGE) due to glycosylation./r/n | Less than 0.1 EU per μg by the LAL method./r/n | >95% as determined by SDS-PAGE./r/n | Lyophilized from 0.22 μm filtered solution in 50 mM Tris, 100 mM Glycine, 25 mM Arginine, 150 mM NaCl, pH7.5. Normally trehalose is added as protectant before lyophilization.Contact us for customized product form or formulation./r/n | For long term storage, the product should be stored at lyophilized state at -20°C or lower.Please avoid repeated freeze-thaw cycles./r/n |  | SDS-PAGERat PTK7, Fc Tag on SDS-PAGE under reducing (R) condition. The gel was stained with Coomassie Blue. The purity of the protein is greater than 95%. | PTK7, highly expressed in lung, liver, pancreas, kidney, placenta and melanocytes. Weakly expressed in thyroid gland, ovary, brain, heart and skeletal muscle. Also expressed in erythroleukemia cells. Inactive tyrosine kinase involved in Wnt signaling pathway. Component of both the non-canonical (also known as the Wnt/planar cell polarity signaling) and the canonical Wnt signaling pathway. Functions in cell adhesion, cell migration, cell polarity, proliferation, actin cytoskeleton reorganization and apoptosis. Has a role in embryogenesis, epithelial tissue organization and angiogenesis./r/n |  | Please see Certificate of Analysis for specific instructions.For best performance, we strongly recommend you to follow the reconstitution protocol provided in the CoA./r/n
https://www.acrobiosystems.com/P4233-Cynomolgus--Rhesus-macaque-PTK7--CCK4-Protein-His-Tag-%28MALS-verified%29.html | Cynomolgus / Rhesus macaque PTK7 / CCK4 Protein, His Tag (MALS verified) | SDS-PAGE5-0-0-0-0.jpg | SEC-MALS5-0-0-0-0.jpg |  | PTK7,CCK4,CCK-4,Tyrosine-protein kinase-like 7,Protein-tyrosine kinase 7,Protein-tyrosine kinase 7/r/n | Cynomolgus / Rhesus macaque PTK7, His Tag (PT7-C52H3) is expressed from human 293 cells (HEK293). It contains AA Ala 39 - Thr 712 (Accession # A0A2K5VNI5-1). In the region Ala 39 - Thr 712, the AA sequence of Cynomolgus and Rhesus macaque PTK7 are homologus./r/nPredicted N-terminus: Ala 39/r/n | This protein carries a polyhistidine tag at the C-terminus.The protein has a calculated MW of 76.5 kDa. The protein migrates as 100-110 kDa under reducing (R) condition (SDS-PAGE) due to glycosylation./r/n | Less than 1.0 EU per μg by the LAL method./r/n | >95% as determined by SDS-PAGE./r/n | Lyophilized from 0.22 μm filtered solution in PBS, pH7.4. Normally trehalose is added as protectant before lyophilization.Contact us for customized product form or formulation./r/n | For long term storage, the product should be stored at lyophilized state at -20°C or lower.Please avoid repeated freeze-thaw cycles./r/n |  | SDS-PAGECynomolgus / Rhesus macaque PTK7, His Tag on SDS-PAGE under reducing (R) condition. The gel was stained with Coomassie Blue. The purity of the protein is greater than 95%. | PTK7, highly expressed in lung, liver, pancreas, kidney, placenta and melanocytes. Weakly expressed in thyroid gland, ovary, brain, heart and skeletal muscle. Also expressed in erythroleukemia cells. Inactive tyrosine kinase involved in Wnt signaling pathway. Component of both the non-canonical (also known as the Wnt/planar cell polarity signaling) and the canonical Wnt signaling pathway. Functions in cell adhesion, cell migration, cell polarity, proliferation, actin cytoskeleton reorganization and apoptosis. Has a role in embryogenesis, epithelial tissue organization and angiogenesis./r/n |  | Please see Certificate of Analysis for specific instructions.For best performance, we strongly recommend you to follow the reconstitution protocol provided in the CoA./r/n | SEC-MALSThe purity of Cynomolgus / Rhesus macaque PTK7, His Tag (Cat. No. PT7-C52H3) is more than 85% and the molecular weight of this protein is around 80-116 kDa verified by SEC-MALS.Report
https://www.acrobiosystems.com/P4230-Rabbit-PTK7--CCK4-Protein-His-Tag-%28MALS-verified%29.html | Rabbit PTK7 / CCK4 Protein, His Tag (MALS verified) | SDS-PAGE6-0-0-0-0.jpg | SEC-MALS6-0-0-0-0.jpg |  | PTK7,CCK4,CCK-4,Tyrosine-protein kinase-like 7,Protein-tyrosine kinase 7,Protein-tyrosine kinase 7/r/n | Rabbit PTK7, His Tag (PT7-R52H4) is expressed from human 293 cells (HEK293). It contains AA Ala 31 - Thr 612 (Accession # G1SIJ6-1)./r/nPredicted N-terminus: Ala 31/r/n | This protein carries a polyhistidine tag at the C-terminus.The protein has a calculated MW of 66.4 kDa. The protein migrates as 100-115 kDa under reducing (R) condition (SDS-PAGE) due to glycosylation./r/n | Less than 1.0 EU per μg by the LAL method./r/n | >95% as determined by SDS-PAGE./r/n | Lyophilized from 0.22 μm filtered solution in PBS, pH7.4. Normally trehalose is added as protectant before lyophilization.Contact us for customized product form or formulation./r/n | For long term storage, the product should be stored at lyophilized state at -20°C or lower.Please avoid repeated freeze-thaw cycles./r/n |  | SDS-PAGERabbit PTK7, His Tag on SDS-PAGE under reducing (R) condition. The gel was stained with Coomassie Blue. The purity of the protein is greater than 95%. | PTK7, highly expressed in lung, liver, pancreas, kidney, placenta and melanocytes. Weakly expressed in thyroid gland, ovary, brain, heart and skeletal muscle. Also expressed in erythroleukemia cells. Inactive tyrosine kinase involved in Wnt signaling pathway. Component of both the non-canonical (also known as the Wnt/planar cell polarity signaling) and the canonical Wnt signaling pathway. Functions in cell adhesion, cell migration, cell polarity, proliferation, actin cytoskeleton reorganization and apoptosis. Has a role in embryogenesis, epithelial tissue organization and angiogenesis./r/n |  | Please see Certificate of Analysis for specific instructions.For best performance, we strongly recommend you to follow the reconstitution protocol provided in the CoA./r/n | SEC-MALSThe purity of Rabbit PTK7, His Tag (Cat. No. PT7-R52H4) is more than 85% and the molecular weight of this protein is around 85-103 kDa verified by SEC-MALS.Report
https://www.acrobiosystems.com/P4092-Mouse-PTK7--CCK4-Protein-His-Tag-%28MALS-verified%29.html | Mouse PTK7 / CCK4 Protein, His Tag (MALS verified) | SDS-PAGE7-0-0-0-0.jpg | SEC-MALS7-0-0-0-0.jpg |  | PTK7,CCK4,CCK-4,Tyrosine-protein kinase-like 7,Protein-tyrosine kinase 7,Protein-tyrosine kinase 7/r/n | Mouse PTK7, His Tag(PT7-M52H3) is expressed from human 293 cells (HEK293). It contains AA Ala 23 - Thr 696 (Accession # Q8BKG3-1 )./r/nPredicted N-terminus: Ala 23/r/n | This protein carries a polyhistidine tag at the C-terminusThe protein has a calculated MW of 76.5 kDa. The protein migrates as 100-115 kDa under reducing (R) condition (SDS-PAGE) due to glycosylation./r/n | Less than 1.0 EU per μg by the LAL method./r/n | >95% as determined by SDS-PAGE. >90% as determined by SEC-MALS./r/n | Lyophilized from 0.22 μm filtered solution in PBS, pH7.4 with trehalose as protectant. Contact us for customized product form or formulation./r/n | For long term storage, the product should be stored at lyophilized state at -20°C or lower.Please avoid repeated freeze-thaw cycles. This product is stable after storage at: -20°C to -70°C for 12 months in lyophilized state; -70°C for 3 months under sterile conditions after reconstitution./r/n |  | SDS-PAGEMouse PTK7, His Tag on SDS-PAGE under reducing (R) condition. The gel was stained with Coomassie Blue. The purity of the protein is greater than 95%. | PTK7, highly expressed in lung, liver, pancreas, kidney, placenta and melanocytes. Weakly expressed in thyroid gland, ovary, brain, heart and skeletal muscle. Also expressed in erythroleukemia cells. Inactive tyrosine kinase involved in Wnt signaling pathway. Component of both the non-canonical (also known as the Wnt/planar cell polarity signaling) and the canonical Wnt signaling pathway. Functions in cell adhesion, cell migration, cell polarity, proliferation, actin cytoskeleton reorganization and apoptosis. Has a role in embryogenesis, epithelial tissue organization and angiogenesis./r/n |  | Please see Certificate of Analysis for specific instructions.For best performance, we strongly recommend you to follow the reconstitution protocol provided in the CoA./r/n | SEC-MALSThe purity of Mouse PTK7, His Tag (Cat. No. PT7-M52H3) is more than 90% and the molecular weight of this protein is around 85-105 kDa verified by SEC-MALS.Report
https://www.acrobiosystems.com/P4089-Human-PTK7--CCK4-Protein-Fc-Tag-%28MALS-verified%29.html | Human PTK7 / CCK4 Protein, Fc Tag (MALS verified) | SDS-PAGE8-0-0-0-0.jpg | SEC-MALS8-0-0-0-0.jpg |  | PTK7,CCK4,CCK-4,Tyrosine-protein kinase-like 7,Protein-tyrosine kinase 7,Protein-tyrosine kinase 7/r/n | Human PTK7, Fc Tag(PT7-H5253) is expressed from human 293 cells (HEK293). It contains AA Ala 31 - Thr 704 (Accession # Q13308-1 )./r/nPredicted N-terminus: Ala 31/r/n | This protein carries a human IgG1 Fc tag at the C-terminusThe protein has a calculated MW of 101.1 kDa. The protein migrates as 125-140 kDa under reducing (R) condition (SDS-PAGE) due to glycosylation./r/n | Less than 1.0 EU per μg by the LAL method./r/n | >95% as determined by SDS-PAGE. >90% as determined by SEC-MALS./r/n | Lyophilized from 0.22 μm filtered solution in 50 mM Tris, 100 mM Glycine, 25 mM Arginine, 150 mM NaCl, pH7.5 with trehalose as protectant. Contact us for customized product form or formulation./r/n | For long term storage, the product should be stored at lyophilized state at -20°C or lower.Please avoid repeated freeze-thaw cycles. This product is stable after storage at: -20°C to -70°C for 12 months in lyophilized state; -70°C for 3 months under sterile conditions after reconstitution./r/n |  | SDS-PAGEHuman PTK7, Fc Tag on SDS-PAGE under reducing (R) condition. The gel was stained with Coomassie Blue. The purity of the protein is greater than 95%. | PTK7, highly expressed in lung, liver, pancreas, kidney, placenta and melanocytes. Weakly expressed in thyroid gland, ovary, brain, heart and skeletal muscle. Also expressed in erythroleukemia cells. Inactive tyrosine kinase involved in Wnt signaling pathway. Component of both the non-canonical (also known as the Wnt/planar cell polarity signaling) and the canonical Wnt signaling pathway. Functions in cell adhesion, cell migration, cell polarity, proliferation, actin cytoskeleton reorganization and apoptosis. Has a role in embryogenesis, epithelial tissue organization and angiogenesis./r/n |  | Please see Certificate of Analysis for specific instructions.For best performance, we strongly recommend you to follow the reconstitution protocol provided in the CoA./r/n | SEC-MALSThe purity of Human PTK7, Fc Tag (Cat. No. PT7-H5253) is more than 90% and the molecular weight of this protein is around 230-260 kDa verified by SEC-MALS.Report
https://www.acrobiosystems.com/P3603-Biotinylated-Human-PTK7--CCK4-protein-HisAvitag%E2%84%A2-%28MALS-verified%29.html | Biotinylated Human PTK7 / CCK4 protein, His,Avitag™ (MALS verified) | SDS-PAGE9-0-0-0-0.jpg | SEC-MALS9-0-0-0-0.jpg |  | PTK7,CCK4,CCK-4,Tyrosine-protein kinase-like 7,Protein-tyrosine kinase 7,Protein-tyrosine kinase 7/r/n | Biotinylated Human PTK7, His,Avitag (PT7-H82E5) is expressed from human 293 cells (HEK293). It contains AA Ala 31 - Thr 704 (Accession # Q13308-1)./r/nPredicted N-terminus: Ala 31/r/n | This protein carries a polyhistidine tag at the C-terminus, followed by an Avi tag (Avitag™).The protein has a calculated MW of 78.2 kDa. The protein migrates as 105-115 kDa under reducing (R) condition (SDS-PAGE) due to glycosylation./r/n | Less than 1.0 EU per μg by the LAL method./r/n | >95% as determined by SDS-PAGE.>90% as determined by SEC-MALS./r/n | Lyophilized from 0.22 μm filtered solution in PBS, pH7.4. Normally trehalose is added as protectant before lyophilization.Contact us for customized product form or formulation./r/n | For long term storage, the product should be stored at lyophilized state at -20°C or lower.Please avoid repeated freeze-thaw cycles./r/n |  | SDS-PAGEBiotinylated Human PTK7, His,Avitag on SDS-PAGE under reducing (R) condition. The gel was stained with Coomassie Blue. The purity of the protein is greater than 95%. | PTK7, highly expressed in lung, liver, pancreas, kidney, placenta and melanocytes. Weakly expressed in thyroid gland, ovary, brain, heart and skeletal muscle. Also expressed in erythroleukemia cells. Inactive tyrosine kinase involved in Wnt signaling pathway. Component of both the non-canonical (also known as the Wnt/planar cell polarity signaling) and the canonical Wnt signaling pathway. Functions in cell adhesion, cell migration, cell polarity, proliferation, actin cytoskeleton reorganization and apoptosis. Has a role in embryogenesis, epithelial tissue organization and angiogenesis./r/n |  | Please see Certificate of Analysis for specific instructions.For best performance, we strongly recommend you to follow the reconstitution protocol provided in the CoA./r/n | SEC-MALSThe purity of Biotinylated Human PTK7, His,Avitag (Cat. No. PT7-H82E5) is more than 90% and the molecular weight of this protein is around 115-130 kDa verified by SEC-MALS.Report |  |  |  | Biotinylation of this product is performed using Avitag™ technology. Briefly, the single lysine residue in the Avitag is enzymatically labeled with biotin./r/n | Passed as determined by the HABA assay / binding ELISA./r/n
https://www.acrobiosystems.com/P3600-Human-PTK7--CCK4-Protein-His-Tag-%28MALS-verified%29.html | Human PTK7 / CCK4 Protein, His Tag (MALS verified) | SDS-PAGE10-0-0-0-0.jpg | SEC-MALS10-0-0-0-0.jpg |  | PTK7,CCK4,CCK-4,Tyrosine-protein kinase-like 7,Protein-tyrosine kinase 7,Protein-tyrosine kinase 7/r/n | Human PTK7, His Tag (PT7-H52H3) is expressed from human 293 cells (HEK293). It contains AA Ala 31 - Thr 704 (Accession # Q13308-1)./r/nPredicted N-terminus: Ala 31/r/n | This protein carries a polyhistidine tag at the C-terminus.The protein has a calculated MW of 76.5 kDa. The protein migrates as 90-115 kDa under reducing (R) condition (SDS-PAGE) due to glycosylation./r/n | Less than 1.0 EU per μg by the LAL method./r/n | >95% as determined by SDS-PAGE.>90% as determined by SEC-MALS./r/n | Lyophilized from 0.22 μm filtered solution in PBS, pH7.4. Normally trehalose is added as protectant before lyophilization.Contact us for customized product form or formulation./r/n | For long term storage, the product should be stored at lyophilized state at -20°C or lower.Please avoid repeated freeze-thaw cycles./r/n |  | SDS-PAGEHuman PTK7, His Tag on SDS-PAGE under reducing (R) condition. The gel was stained with Coomassie Blue. The purity of the protein is greater than 95%. | PTK7, highly expressed in lung, liver, pancreas, kidney, placenta and melanocytes. Weakly expressed in thyroid gland, ovary, brain, heart and skeletal muscle. Also expressed in erythroleukemia cells. Inactive tyrosine kinase involved in Wnt signaling pathway. Component of both the non-canonical (also known as the Wnt/planar cell polarity signaling) and the canonical Wnt signaling pathway. Functions in cell adhesion, cell migration, cell polarity, proliferation, actin cytoskeleton reorganization and apoptosis. Has a role in embryogenesis, epithelial tissue organization and angiogenesis./r/n |  | Please see Certificate of Analysis for specific instructions.For best performance, we strongly recommend you to follow the reconstitution protocol provided in the CoA./r/n | SEC-MALSThe purity of Human PTK7, His Tag (Cat. No. PT7-H52H3) is more than 90% and the molecular weight of this protein is around 90-110 kDa verified by SEC-MALS.Report

## Receptor tyrosine kinase
link | Product Name | SDS-PAGE-img | SEC-MALS-img | Bioactivity-img | Synonym | Source | Molecular Characterization | Labeling | Protein Ratio | Endotoxin | Purity | Formulation | Reconstitution | Storage | SDS-PAGE | SEC-MALS | Bioactivity-ELISA | Background | Clinical and Translational Updates | Clinical and Translational Updates | Citations | Conjugate | Evaluation of CAR expression | Application | Bioactivity-FACS | Materials Provided | Assay Principles | Typical Data | Bioactivity-SPR | Bioactivity-BLI | Biotinylation | Biotin:Protein Ratio | Product Details | State | Control Sample | Cancer Sample | Extensibility | Sterility | Important Note | Typical Data Please refer to DS document for The assay protocol. | Host Species | Clone | Property | Positive Control | Clonality | Research Field | Isotype | Host Cell Protein | Host Cell DNA | Mycoplasma | Description | Growth Properties | Selection Marker | Culture Medium | Freeze Medium | Quantity | Instructions for Use | License Disclosure
https://www.acrobiosystems.com/P4978-Biotinylated-Human-AXL-Protein-FcAvitag%E2%84%A2-%28MALS-verified%29.html | Biotinylated Human AXL Protein, Fc,Avitag™ (MALS verified) | SDS-PAGE11-0-0-0-0.jpg | SEC-MALS11-0-0-0-0.jpg | Bioactivity11-0-0-0-0.jpg | AXL,UFO/r/n | Biotinylated Human AXL, Fc,Avitag(AXL-H82F9) is expressed from human 293 cells (HEK293). It contains AA Ala 26 - Trp 451 (Accession # P30530-1 )./r/nPredicted N-terminus: Ala 26/r/n | This protein carries a human IgG1 Fc tag at the C-terminus, followed by an Avi tag (Avitag™).The protein has a calculated MW of 74.3 kDa. The protein migrates as 90-110 kDa under reducing (R) condition (SDS-PAGE) due to glycosylation./r/n | Biotinylation of this product is performed using Avitag™ technology. Briefly, the single lysine residue in the Avitag is enzymatically labeled with biotin./r/n | Passed as determined by the HABA assay / binding ELISA./r/n | Less than 1.0 EU per μg by the LAL method./r/n | >95% as determined by SDS-PAGE. >90% as determined by SEC-MALS./r/n | Lyophilized from 0.22 μm filtered solution in PBS, pH7.4 with trehalose as protectant. Contact us for customized product form or formulation./r/n | Please see Certificate of Analysis for specific instructions.For best performance, we strongly recommend you to follow the reconstitution protocol provided in the CoA./r/n | For long term storage, the product should be stored at lyophilized state at -20°C or lower.Please avoid repeated freeze-thaw cycles. This product is stable after storage at: -20°C to -70°C for 12 months in lyophilized state; -70°C for 3 months under sterile conditions after reconstitution./r/n | SDS-PAGEBiotinylated Human AXL, Fc,Avitag on SDS-PAGE under reducing (R) condition. The gel was stained with Coomassie Blue. The purity of the protein is greater than 95%. | SEC-MALSThe purity of Biotinylated Human AXL, Fc,Avitag (Cat. No. AXL-H82F9) is more than 90% and the molecular weight of this protein is around 155-185 kDa verified by SEC-MALS.Report | Bioactivity-ELISAImmobilized Human GAS6, His Tag (Cat. No. GA6-H5249) at 5 μg/mL (100 μL/well) can bind Biotinylated Human AXL, Fc,Avitag (Cat. No. AXL-H82F9) with a linear range of 1-31 ng/mL (QC tested).Protocol | AXL Receptor Tyrosine Kinase is also known as Tyrosine-protein kinase receptor UFO, which belongs to the protein kinase superfamily, Tyr protein kinase family and AXL/UFO subfamily. AXL contains two fibronectin type-III domains, two Ig-like C2-type (immunoglobulin-like) domains and one protein kinase domain. AXL is highly expressed in metastatic colon tumors. AXL is activated by GAS6-binding and subsequent autophosphorylation. AXL is involved in signal transduction from the extracellular matrix into the cytoplasm by binding growth factors, and thus implicated in the stimulation of cell proliferation./r/n
https://www.acrobiosystems.com/P3695-Human-Axl-Protein-Fc-Tag-%28MALS-verified%29.html
https://www.acrobiosystems.com/P2962-Cynomolgus-Axl-Protein-His-Tag.html | Cynomolgus Axl Protein, His Tag | SDS-PAGE11-2-0-0-0.jpg |  |  | AXL,UFO/r/n | Cynomolgus Axl, His Tag (AXL-C52H3) is expressed from human 293 cells (HEK293). It contains AA Pro 27 - Pro 293 (Accession # XP_005589384.2)./r/nPredicted N-terminus: Pro 27/r/n | This protein carries a polyhistidine tag at the C-terminus.The protein has a calculated MW of 30.7 kDa. The protein migrates as 42-60 kDa under reducing (R) condition (SDS-PAGE) due to glycosylation./r/n |  |  | Less than 1.0 EU per μg by the LAL method./r/n | >90% as determined by SDS-PAGE./r/n | Lyophilized from 0.22 μm filtered solution in PBS, pH7.4. Normally trehalose is added as protectant before lyophilization.Contact us for customized product form or formulation./r/n | Please see Certificate of Analysis for specific instructions.For best performance, we strongly recommend you to follow the reconstitution protocol provided in the CoA./r/n | For long term storage, the product should be stored at lyophilized state at -20°C or lower.Please avoid repeated freeze-thaw cycles./r/n | SDS-PAGECynomolgus Axl, His Tag on SDS-PAGE under reducing (R) condition. The gel was stained with Coomassie Blue. The purity of the protein is greater than 90%. |  |  | AXL Receptor Tyrosine Kinase is also known as Tyrosine-protein kinase receptor UFO, which belongs to the protein kinase superfamily, Tyr protein kinase family and AXL/UFO subfamily. AXL contains two fibronectin type-III domains, two Ig-like C2-type (immunoglobulin-like) domains and one protein kinase domain. AXL is highly expressed in metastatic colon tumors. AXL is activated by GAS6-binding and subsequent autophosphorylation. AXL is involved in signal transduction from the extracellular matrix into the cytoplasm by binding growth factors, and thus implicated in the stimulation of cell proliferation./r/n |  | /r/n
https://www.acrobiosystems.com/P845-Human-Axl-Protein-His-Tag.html | Human Axl Protein, His Tag | SDS-PAGE11-3-0-0-0.jpg |  |  | AXL,UFO/r/n | Human Axl, His Tag (AXL-H5226) is expressed from human 293 cells (HEK293). It contains AA Ala 26 - Pro 449 (Accession # AAH32229)./r/nPredicted N-terminus: Ala 26/r/n | This protein carries a polyhistidine tag at the C-terminus.The protein has a calculated MW of 46.6 kDa. The protein migrates as 60-70 kDa under reducing (R) condition (SDS-PAGE) due to glycosylation./r/n |  |  | Less than 1.0 EU per μg by the LAL method./r/n | >95% as determined by SDS-PAGE./r/n | Lyophilized from 0.22 μm filtered solution in PBS, pH7.4. Normally trehalose is added as protectant before lyophilization.Contact us for customized product form or formulation./r/n | Please see Certificate of Analysis for specific instructions.For best performance, we strongly recommend you to follow the reconstitution protocol provided in the CoA./r/n | For long term storage, the product should be stored at lyophilized state at -20°C or lower.Please avoid repeated freeze-thaw cycles./r/n | SDS-PAGEHuman Axl, His Tag on SDS-PAGE under reducing (R) condition. The gel was stained with Coomassie Blue. The purity of the protein is greater than 95%. |  |  | AXL Receptor Tyrosine Kinase is also known as Tyrosine-protein kinase receptor UFO, which belongs to the protein kinase superfamily, Tyr protein kinase family and AXL/UFO subfamily. AXL contains two fibronectin type-III domains, two Ig-like C2-type (immunoglobulin-like) domains and one protein kinase domain. AXL is highly expressed in metastatic colon tumors. AXL is activated by GAS6-binding and subsequent autophosphorylation. AXL is involved in signal transduction from the extracellular matrix into the cytoplasm by binding growth factors, and thus implicated in the stimulation of cell proliferation./r/n |  | /r/n | Randomized humanized antibody libraries engineered with sequence and insert diversityAuthors: Goldstein N, et al.Journal: US20160318995A1 2016Application: Phage Library ScreeningRequest for Full-text/r/n
https://www.acrobiosystems.com/P6435-Mouse-EGF-R-Protein-Fc-Tag-%28MALS-verified%29.html | Mouse EGF R Protein, Fc Tag (MALS verified) | SDS-PAGE11-4-0-0-0.jpg | SEC-MALS11-4-0-0-0.jpg | Bioactivity11-4-0-0-0.jpg | EGFR,ERBB,ERBB1,HER1,PIG61,mENA/r/n | Mouse EGF R Protein, Fc Tag(EGR-M5257) is expressed from human 293 cells (HEK293). It contains AA Leu 25 - Ser 647 (Accession # Q01279-1 )./r/nPredicted N-terminus: Leu 25/r/n | This protein carries a human IgG1 Fc tag at the C-terminusThe protein has a calculated MW of 95.7 kDa. The protein migrates as 110-130 kDa under reducing (R) condition (SDS-PAGE) due to glycosylation./r/n |  |  | Less than 1.0 EU per μg by the LAL method./r/n | >95% as determined by SDS-PAGE. >90% as determined by SEC-MALS./r/n | Lyophilized from 0.22 μm filtered solution in 50 mM Tris, 100 mM Glycine, 25 mM Arginine, 150 mM NaCl, pH7.5 with trehalose as protectant. Contact us for customized product form or formulation./r/n | Please see Certificate of Analysis for specific instructions.For best performance, we strongly recommend you to follow the reconstitution protocol provided in the CoA./r/n | For long term storage, the product should be stored at lyophilized state at -20°C or lower.Please avoid repeated freeze-thaw cycles. This product is stable after storage at: -20°C to -70°C for 12 months in lyophilized state; -70°C for 3 months under sterile conditions after reconstitution./r/n | SDS-PAGEMouse EGF R Protein, Fc Tag on SDS-PAGE under reducing (R) condition. The gel was stained with Coomassie Blue. The purity of the protein is greater than 95%. | SEC-MALSThe purity of Mouse EGF R Protein, Fc Tag (Cat. No. EGR-M5257) is more than 90% and the molecular weight of this protein is around 215-245 kDa verified by SEC-MALS.Report | Bioactivity-ELISAImmobilized Mouse EGF R Protein, Fc Tag (Cat. No. EGR-M5257) at 5 μg/mL (100 μL/well) can bind Human EGF, Mouse IgG2a Fc Tag (Cat. No. EGF-H525b) with a linear range of 0.5-63 ng/mL (QC tested).ProtocolImmobilized Human EGF, Mouse IgG2a Fc Tag (Cat. No. EGF-H525b) at 2 μg/mL (100 μL/well) can bind Mouse EGF R Protein, Fc Tag (Cat. No. EGR-M5257) with a linear range of 0.1-2 ng/mL (Routinely tested).Protocol | The epidermal growth factor receptor (EGFR; ErbB-1; HER1 in humans) is the cell-surface receptor for members of the epidermal growth factor family (EGF-family) of extracellular protein ligands. The epidermal growth factor receptor is a member of the ErbB family of receptors, a subfamily of four closely related receptor tyrosine kinases: EGFR (ErbB-1), HER2/c-neu (ErbB-2), Her 3 (ErbB-3) and Her 4 (ErbB-4). Mutations affecting EGFR expression or activity could result in cancer./r/n
https://www.acrobiosystems.com/P6369-APC-Labeled-Human-EGF-R-Protein-His-TagStar-Staining.html | APC-Labeled Human EGF R Protein, His TagStar Staining |  |  |  | EGFR,ERBB,ERBB1,HER1,PIG61,mENA/r/n | APC-Labeled Human EGF R Protein, His Tag (EGR-HA2H8) is produced via conjugation of APC to Human EGF R Protein, His Tag with a new generation site-specific technology under Star Staining labeling platform. Human EGF R Protein, His Tag is expressed from human 293 cells (HEK293). It contains AA Leu 25 - Ser 645 (Accession # P00533-1 )./r/nPredicted N-terminus: Leu 25/r/n | This protein carries a polyhistidine tag at the C-terminusThe protein has a calculated MW of 82.9 kDa./r/n |  |  | Less than 1.0 EU per μg by the LAL method./r/n | >90% as determined by SDS-PAGE./r/n | Lyophilized from 0.22 μm filtered solution in PBS, 0.2% BSA, pH7.4 with trehalose as protectant. Contact us for customized product form or formulation./r/n | Please see Certificate of Analysis for specific instructions.For best performance, we strongly recommend you to follow the reconstitution protocol provided in the CoA./r/n | For long term storage, the product should be stored at lyophilized state at -20°C or lower.Please protect from light and avoid repeated freeze-thaw cycles.This product is stable after storage at: -20°C to -70°C for 12 months in lyophilized state; -70°C for 3 months under sterile conditions after reconstitution./r/n |  |  |  | The epidermal growth factor receptor (EGFR; ErbB-1; HER1 in humans) is the cell-surface receptor for members of the epidermal growth factor family (EGF-family) of extracellular protein ligands. The epidermal growth factor receptor is a member of the ErbB family of receptors, a subfamily of four closely related receptor tyrosine kinases: EGFR (ErbB-1), HER2/c-neu (ErbB-2), Her 3 (ErbB-3) and Her 4 (ErbB-4). Mutations affecting EGFR expression or activity could result in cancer./r/n |  |  |  | APCExcitation Wavelength: 640 nmEmission Wavelength: 661 nm/r/n
https://www.acrobiosystems.com/P6342-Human-EGF-R-%28310-620%29-Protein-His-Tag.html | Human EGF R (310-620) Protein, His Tag | SDS-PAGE11-6-0-0-0.jpg |  | Bioactivity11-6-0-0-0.jpg | EGFR,ERBB,ERBB1,HER1,PIG61,mENA/r/n | Human EGF R (310-620) Protein, His Tag(EGR-H52H5) is expressed from human 293 cells (HEK293). It contains AA Ala 310 - Cys 620 (Accession # P00533-1 )./r/nPredicted N-terminus: Ala 310/r/n | This protein carries a polyhistidine tag at the C-terminusThe protein has a calculated MW of 36.0 kDa. The protein migrates as 55-64 kDa when calibrated against Star Ribbon Pre-stained Protein Marker under reducing (R) condition (SDS-PAGE) due to glycosylation./r/n |  |  | Less than 1.0 EU per μg by the LAL method./r/n | >90% as determined by SDS-PAGE./r/n | Lyophilized from 0.22 μm filtered solution in PBS, pH7.4 with trehalose as protectant. Contact us for customized product form or formulation./r/n | Please see Certificate of Analysis for specific instructions.For best performance, we strongly recommend you to follow the reconstitution protocol provided in the CoA./r/n | For long term storage, the product should be stored at lyophilized state at -20°C or lower.Please avoid repeated freeze-thaw cycles. This product is stable after storage at: -20°C to -70°C for 12 months in lyophilized state; -70°C for 3 months under sterile conditions after reconstitution./r/n | SDS-PAGEHuman EGF R (310-620) Protein, His Tag on SDS-PAGE under reducing (R) condition. The gel was stained with Coomassie Blue. The purity of the protein is greater than 90% (With Star Ribbon Pre-stained Protein Marker). |  | Bioactivity-ELISAImmobilized Human EGF R (310-620) Protein, His Tag (Cat. No. EGR-H52H5) at 1 μg/mL (100 μL/well) can bind Cetuximab with a linear range of 0.1-2 ng/mL (QC tested).Protocol | The epidermal growth factor receptor (EGFR; ErbB-1; HER1 in humans) is the cell-surface receptor for members of the epidermal growth factor family (EGF-family) of extracellular protein ligands. The epidermal growth factor receptor is a member of the ErbB family of receptors, a subfamily of four closely related receptor tyrosine kinases: EGFR (ErbB-1), HER2/c-neu (ErbB-2), Her 3 (ErbB-3) and Her 4 (ErbB-4). Mutations affecting EGFR expression or activity could result in cancer./r/n
https://www.acrobiosystems.com/P6343-Biotinylated-Human-EGF-R-%28310-620%29-Protein-HisAvitag%E2%84%A2.html | Biotinylated Human EGF R (310-620) Protein, His,Avitag™ | SDS-PAGE11-7-0-0-0.jpg |  | Bioactivity11-7-0-0-0.jpg | EGFR,ERBB,ERBB1,HER1,PIG61,mENA/r/n | Biotinylated Human EGF R (310-620) Protein, His,Avitag(EGR-H82E6) is expressed from human 293 cells (HEK293). It contains AA Ala 310 - Cys 620 (Accession # P00533-1 )./r/nPredicted N-terminus: Ala 310/r/n | This protein carries a polyhistidine tag at the C-terminus, followed by an Avi tag (Avitag™)The protein has a calculated MW of 37.7 kDa. The protein migrates as 53-65 kDa when calibrated against Star Ribbon Pre-stained Protein Marker under reducing (R) condition (SDS-PAGE) due to glycosylation./r/n | Biotinylation of this product is performed using Avitag™ technology. Briefly, the single lysine residue in the Avitag is enzymatically labeled with biotin./r/n | Passed as determined by the HABA assay / binding ELISA./r/n | Less than 1.0 EU per μg by the LAL method./r/n | >90% as determined by SDS-PAGE./r/n | Lyophilized from 0.22 μm filtered solution in PBS, pH7.4 with trehalose as protectant. Contact us for customized product form or formulation./r/n | Please see Certificate of Analysis for specific instructions.For best performance, we strongly recommend you to follow the reconstitution protocol provided in the CoA./r/n | For long term storage, the product should be stored at lyophilized state at -20°C or lower.Please avoid repeated freeze-thaw cycles. This product is stable after storage at: -20°C to -70°C for 12 months in lyophilized state; -70°C for 3 months under sterile conditions after reconstitution./r/n | SDS-PAGEBiotinylated Human EGF R (310-620) Protein, His,Avitag on SDS-PAGE under reducing (R) condition. The gel was stained with Coomassie Blue. The purity of the protein is greater than 90% (With Star Ribbon Pre-stained Protein Marker). |  | Bioactivity-ELISAImmobilized Human EGF, Mouse IgG2a Fc Tag (Cat. No. EGF-H525b) at 2 μg/mL (100 μL/well) can bind Biotinylated Human EGF R (310-620) Protein, His,Avitag (Cat. No. EGR-H82E6) with a linear range of 0.078-1.25 μg/mL (QC tested).ProtocolImmobilized Biotinylated Human EGF R (310-620) Protein, His,Avitag (Cat. No. EGR-H82E6) at 1 μg/mL (100 μL/well) on streptavidin (Cat. No. STN-N5116) precoated (0.5 μg/well) plate can bind Cetuximab with a linear range of 0.1-2 ng/mL (Routinely tested).Protocol | The epidermal growth factor receptor (EGFR; ErbB-1; HER1 in humans) is the cell-surface receptor for members of the epidermal growth factor family (EGF-family) of extracellular protein ligands. The epidermal growth factor receptor is a member of the ErbB family of receptors, a subfamily of four closely related receptor tyrosine kinases: EGFR (ErbB-1), HER2/c-neu (ErbB-2), Her 3 (ErbB-3) and Her 4 (ErbB-4). Mutations affecting EGFR expression or activity could result in cancer./r/n
https://www.acrobiosystems.com/P6077-PE-Labeled-Human-EGF-R-Protein-His-TagStar-Staining.html | PE-Labeled Human EGF R Protein, His TagStar Staining |  |  |  | EGFR,ERBB,ERBB1,HER1,PIG61,mENA/r/n | PE-Labeled Human EGF R Protein, His Tag (EGR-HP2H7) is produced via conjugation of PE to Human EGF R Protein, His Tag with a new generation site-specific technology under Star Staining labeling platform. Human EGF R Protein, His Tag is expressed from human 293 cells (HEK293). It contains AA Leu 25 - Ser 645 (Accession # P00533-1 )./r/nPredicted N-terminus: Leu 25/r/n | This protein carries a polyhistidine tag at the C-terminusThe protein has a calculated MW of 82.9 kDa./r/n |  |  | Less than 1.0 EU per μg by the LAL method./r/n | >90% as determined by SDS-PAGE./r/n | Lyophilized from 0.22 μm filtered solution in PBS, 0.2% BSA, pH7.4 with trehalose as protectant. Contact us for customized product form or formulation./r/n | Please see Certificate of Analysis for specific instructions.For best performance, we strongly recommend you to follow the reconstitution protocol provided in the CoA./r/n | For long term storage, the product should be stored at lyophilized state at -20°C or lower.Please protect from light and avoid repeated freeze-thaw cycles.This product is stable after storage at: -20°C to -70°C for 12 months in lyophilized state; -70°C for 3 months under sterile conditions after reconstitution./r/n |  |  |  | The epidermal growth factor receptor (EGFR; ErbB-1; HER1 in humans) is the cell-surface receptor for members of the epidermal growth factor family (EGF-family) of extracellular protein ligands. The epidermal growth factor receptor is a member of the ErbB family of receptors, a subfamily of four closely related receptor tyrosine kinases: EGFR (ErbB-1), HER2/c-neu (ErbB-2), Her 3 (ErbB-3) and Her 4 (ErbB-4). Mutations affecting EGFR expression or activity could result in cancer./r/n |  |  |  | PEExcitation Wavelength: 488 nm / 561 nmEmission Wavelength: 575 nm/r/n
https://www.acrobiosystems.com/P5102-Rabbit-EGF-R-Protein-His-Tag.html | Rabbit EGF R Protein, His Tag | SDS-PAGE11-9-0-0-0.jpg |  | Bioactivity11-9-0-0-0.jpg | EGFR,ERBB,ERBB1,HER1,PIG61,mENA/r/n | Rabbit EGF R, His Tag(EGR-R52H7) is expressed from human 293 cells (HEK293). It contains AA Leu 25 - Ser 645 (Accession # G1SZE4-1 )./r/nPredicted N-terminus: Leu 25/r/n | This protein carries a polyhistidine tag at the C-terminusThe protein has a calculated MW of 70.2 kDa. The protein migrates as 75-85 kDa under reducing (R) condition (SDS-PAGE) due to glycosylation./r/n |  |  | Less than 1.0 EU per μg by the LAL method./r/n | >95% as determined by SDS-PAGE./r/n | Lyophilized from 0.22 μm filtered solution in PBS, pH7.4 with trehalose as protectant. Contact us for customized product form or formulation./r/n | Please see Certificate of Analysis for specific instructions.For best performance, we strongly recommend you to follow the reconstitution protocol provided in the CoA./r/n | For long term storage, the product should be stored at lyophilized state at -20°C or lower.Please avoid repeated freeze-thaw cycles. This product is stable after storage at: -20°C to -70°C for 12 months in lyophilized state; -70°C for 3 months under sterile conditions after reconstitution./r/n | SDS-PAGERabbit EGF R, His Tag on SDS-PAGE under reducing (R) condition. The gel was stained with Coomassie Blue. The purity of the protein is greater than 95%. |  | Bioactivity-ELISAImmobilized Rabbit EGF R, His Tag (Cat. No. EGR-R52H7) at 5 μg/mL (100 μL/well) can bind Cetuximab with a linear range of 0.1-2 ng/mL (QC tested).ProtocolImmobilized Rabbit EGF R, His Tag (Cat. No. EGR-R52H7) at 5 μg/mL (100 μL/well) can bind Human EGF, Mouse IgG2a Fc Tag (Cat. No. EGF-H525b) with a linear range of 0.1-8 ng/mL (Routinely tested).Protocol | The epidermal growth factor receptor (EGFR; ErbB-1; HER1 in humans) is the cell-surface receptor for members of the epidermal growth factor family (EGF-family) of extracellular protein ligands. The epidermal growth factor receptor is a member of the ErbB family of receptors, a subfamily of four closely related receptor tyrosine kinases: EGFR (ErbB-1), HER2/c-neu (ErbB-2), Her 3 (ErbB-3) and Her 4 (ErbB-4). Mutations affecting EGFR expression or activity could result in cancer./r/n
https://www.acrobiosystems.com/P4663-Biotinylated-Human-EGF-R-Protein-FcAvitag%E2%84%A2-%28MALS-verified%29.html | Biotinylated Human EGF R Protein, Fc,Avitag™ (MALS verified) | SDS-PAGE11-10-0-0-0.jpg | SEC-MALS11-10-0-0-0.jpg | Bioactivity11-10-0-0-0.jpg | EGFR,ERBB,ERBB1,HER1,PIG61,mENA/r/n | Biotinylated Human EGF R, Fc,Avitag(EGR-H82F8) is expressed from human 293 cells (HEK293). It contains AA Leu 25 - Ser 645 (Accession # P00533-1 )./r/nPredicted N-terminus: Leu 25/r/n | This protein carries a human IgG1 Fc tag at the C-terminus, followed by an Avi tag (Avitag™)The protein has a calculated MW of 96.7 kDa. The protein migrates as 120-150 kDa under reducing (R) condition (SDS-PAGE) due to glycosylation./r/n | Biotinylation of this product is performed using Avitag™ technology. Briefly, the single lysine residue in the Avitag is enzymatically labeled with biotin./r/n | Passed as determined by the HABA assay / binding ELISA./r/n | Less than 1.0 EU per μg by the LAL method./r/n | >95% as determined by SDS-PAGE. >90% as determined by SEC-MALS./r/n | Lyophilized from 0.22 μm filtered solution in PBS, pH7.4 with trehalose as protectant. Contact us for customized product form or formulation./r/n | Please see Certificate of Analysis for specific instructions.For best performance, we strongly recommend you to follow the reconstitution protocol provided in the CoA./r/n | For long term storage, the product should be stored at lyophilized state at -20°C or lower.Please avoid repeated freeze-thaw cycles. This product is stable after storage at: -20°C to -70°C for 12 months in lyophilized state; -70°C for 3 months under sterile conditions after reconstitution./r/n | SDS-PAGEBiotinylated Human EGF R, Fc,Avitag on SDS-PAGE under reducing (R) condition. The gel was stained with Coomassie Blue. The purity of the protein is greater than 95%. | SEC-MALSThe purity of Biotinylated Human EGF R, Fc,Avitag (Cat. No. EGR-H82F8) is more than 90% and the molecular weight of this protein is around 202-246 kDa verified by SEC-MALS.Report | Bioactivity-ELISAImmobilized Biotinylated Human EGF R, Fc,Avitag (Cat. No. EGR-H82F8) at 1 μg/mL (100 μL/well) on streptavidin (Cat. No. STN-N5116) precoated (0.5 μg/well) plate can bind Human EGF, Mouse IgG2a Fc Tag (Cat. No. EGF-H525b) with a linear range of 0.1-4 ng/mL (QC tested).Protocol | The epidermal growth factor receptor (EGFR; ErbB-1; HER1 in humans) is the cell-surface receptor for members of the epidermal growth factor family (EGF-family) of extracellular protein ligands. The epidermal growth factor receptor is a member of the ErbB family of receptors, a subfamily of four closely related receptor tyrosine kinases: EGFR (ErbB-1), HER2/c-neu (ErbB-2), Her 3 (ErbB-3) and Her 4 (ErbB-4). Mutations affecting EGFR expression or activity could result in cancer./r/n
https://www.acrobiosystems.com/P4595-EGFR-%28Luc%29-HEK293-Reporter-Cell.html
https://www.acrobiosystems.com/P4536-FITC-Labeled-Human-EGF-R-Protein-Fc-Tag.html | FITC-Labeled Human EGF R Protein, Fc Tag | SDS-PAGE11-12-0-0-0.jpg |  | Bioactivity11-12-0-0-0.jpg | EGFR,ERBB,ERBB1,HER1,PIG61,mENA/r/n | FITC-Labeled Human EGF R, Fc Tag (EGR-HF256) is expressed from human 293 cells (HEK293). It contains AA Leu 25 - Ser 645 (Accession # P00533-1 ). It is the FITC labeled form of Human EGF R, Fc Tag (Cat. No. EGR-H5252)./r/nPredicted N-terminus: Leu 25/r/n | This protein carries a human IgG1 Fc tag at the C-terminusThe protein has a calculated MW of 94.7 kDa. The protein migrates as 130-150 kDa under reducing (R) condition (SDS-PAGE) due to glycosylation./r/n | The primary amines in the side chains of lysine residues and the N-terminus of the protein are conjugated with FITC using standard chemical labeling method. The residual FITC is removed by molecular sieve treatment during purification process./r/n | The FITC to protein molar ratio is 1-3./r/n | Less than 1.0 EU per μg by the LAL method./r/n | >95% as determined by SDS-PAGE./r/n | Lyophilized from 0.22 μm filtered solution in PBS, pH7.4 with trehalose as protectant. Contact us for customized product form or formulation./r/n | Please see Certificate of Analysis for specific instructions.For best performance, we strongly recommend you to follow the reconstitution protocol provided in the CoA./r/n | For long term storage, the product should be stored at lyophilized state at -20°C or lower.Please protect from light and avoid repeated freeze-thaw cycles.This product is stable after storage at: -20°C to -70°C for 12 months in lyophilized state; -70°C for 3 months under sterile conditions after reconstitution./r/n | SDS-PAGEFITC-Labeled Human EGF R, Fc Tag on SDS-PAGE under reducing (R) condition. The gel was stained with Coomassie Blue. The purity of the protein is greater than 95%. |  | Bioactivity-ELISAImmobilized Cetuximab at 2 μg/mL (100 μL/well) can bind FITC-Labeled Human EGF R, Fc Tag (Cat. No. EGR-HF256) with a linear range of 0.02-0.625 μg/mL (QC tested).Protocol | The epidermal growth factor receptor (EGFR; ErbB-1; HER1 in humans) is the cell-surface receptor for members of the epidermal growth factor family (EGF-family) of extracellular protein ligands. The epidermal growth factor receptor is a member of the ErbB family of receptors, a subfamily of four closely related receptor tyrosine kinases: EGFR (ErbB-1), HER2/c-neu (ErbB-2), Her 3 (ErbB-3) and Her 4 (ErbB-4). Mutations affecting EGFR expression or activity could result in cancer./r/n |  |  |  | FITCExcitation source: 488 nm spectral line, argon-ion laserExcitation Wavelength: 488 nmEmission Wavelength: 535 nm/r/n
https://www.acrobiosystems.com/P4159-Human-EGF-R-Protein-Llama-IgG2b-Fc-Tag-low-endotoxin.html | Human EGF R Protein, Llama IgG2b Fc Tag, low endotoxin | SDS-PAGE11-13-0-0-0.jpg |  | Bioactivity11-13-0-0-0.jpg | EGFR,ERBB,ERBB1,HER1,PIG61,mENA/r/n | Human EGF R, Llama IgG2b Fc Tag(EGR-H5259) is expressed from human 293 cells (HEK293). It contains AA Leu 25 - Ser 645 (Accession # P00533-1 )./r/nPredicted N-terminus: Leu 25/r/n | This protein carries a llama IgG2b Fc tag at the C-terminusThe protein has a calculated MW of 96.4 kDa. The protein migrates as 115-150 kDa under reducing (R) condition (SDS-PAGE) due to glycosylation./r/n |  |  | Less than 0.01 EU per μg by the LAL method./r/n | >95% as determined by SDS-PAGE./r/n | Lyophilized from 0.22 μm filtered solution in 50 mM Tris, 100 mM Glycine, 25 mM Arginine, 150 mM NaCl, pH7.5 with trehalose as protectant. Contact us for customized product form or formulation./r/n | Please see Certificate of Analysis for specific instructions.For best performance, we strongly recommend you to follow the reconstitution protocol provided in the CoA./r/n | For long term storage, the product should be stored at lyophilized state at -20°C or lower.Please avoid repeated freeze-thaw cycles. This product is stable after storage at: -20°C to -70°C for 12 months in lyophilized state; -70°C for 3 months under sterile conditions after reconstitution./r/n | SDS-PAGEHuman EGF R, Llama IgG2b Fc Tag on SDS-PAGE under reducing (R) condition. The gel was stained with Coomassie Blue. The purity of the protein is greater than 95%. |  | Bioactivity-ELISAImmobilized Human EGF, His Tag (Cat. No. EGF-H52H3) at 5 μg/mL (100 μL/well) can bind Human EGF R, Llama IgG2b Fc Tag (Cat. No. EGR-H5259) with a linear range of 0.2-5 ng/mL (QC tested).ProtocolImmobilized Human EGF R, Llama IgG2b Fc Tag (Cat. No. EGR-H5259) at 2 μg/mL (100 μL/well) can bind Cetuximab with a linear range of 0.3-5 ng/mL (Routinely tested).Protocol | The epidermal growth factor receptor (EGFR; ErbB-1; HER1 in humans) is the cell-surface receptor for members of the epidermal growth factor family (EGF-family) of extracellular protein ligands. The epidermal growth factor receptor is a member of the ErbB family of receptors, a subfamily of four closely related receptor tyrosine kinases: EGFR (ErbB-1), HER2/c-neu (ErbB-2), Her 3 (ErbB-3) and Her 4 (ErbB-4). Mutations affecting EGFR expression or activity could result in cancer./r/n
https://www.acrobiosystems.com/P3924-PE-Labeled-Human-EGF-R-Protein-His-Tag-%28Site-specific-conjugation%29.html | PE-Labeled Human EGF R Protein, His Tag (Site-specific conjugation) |  |  | Bioactivity11-14-0-0-0.jpg | EGFR,ERBB,ERBB1,HER1,PIG61,mENA/r/n | PE-Labeled Human EGF R, His Tag (EGR-HP2E3) is produced via site-specific conjugation of PE to Human EGF R, His Tag under optimal conditions with a proprietary technology. Human EGF R, His Tag is expressed from human 293 cells (HEK293). It contains AA Leu 25 - Ser 645 (Accession # P00533-1)./r/nPredicted N-terminus: Leu 25/r/n | This protein carries a polyhistidine tag at the C-terminus.The protein has a calculated MW of 72.3 kDa./r/n |  |  |  |  | Lyophilized from 0.22 μm filtered solution in PBS, 0.5% BSA, pH7.4. Normally trehalose is added as protectant before lyophilization.Contact us for customized product form or formulation./r/n | Please see Certificate of Analysis for specific instructions.For best performance, we strongly recommend you to follow the reconstitution protocol provided in the CoA./r/n | For long term storage, the product should be stored at lyophilized state at -20°C or lower.Please protect from light and avoid repeated freeze-thaw cycles./r/n |  |  |  | The epidermal growth factor receptor (EGFR; ErbB-1; HER1 in humans) is the cell-surface receptor for members of the epidermal growth factor family (EGF-family) of extracellular protein ligands. The epidermal growth factor receptor is a member of the ErbB family of receptors, a subfamily of four closely related receptor tyrosine kinases: EGFR (ErbB-1), HER2/c-neu (ErbB-2), Her 3 (ErbB-3) and Her 4 (ErbB-4). Mutations affecting EGFR expression or activity could result in cancer./r/n |  |  |  | PE Excitation Wavelength: 488 nm / 561 nm Emission Wavelength: 575 nm/r/n |  | Evaluation of anti-EGF R CAR expression by flow cytometry. Please note that this product is NOT compatible to streptavidin detection system./r/n | Bioactivity-FACS5e5 of anti-EGFR CAR-293 cells were stained with 100 μL of 1:50 dilution (2 μL stock solution in 100 μL FACS buffer) of PE-Labeled Human EGF R, His Tag (Cat. No. EGR-HP2E3) and negative control protein respectively. PE signal was used to evaluate the binding activity (QC tested). Protocol
https://www.acrobiosystems.com/P3284-Human-EGFR-coupled-Magnetic-Beads.html | Human EGFR-coupled Magnetic Beads |  |  |  |  | Human EGFR protein is expressed from human 293 cells (HEK293). It contains AA Leu 25 - Ser 645(Accession # P00533-1 )./r/n | [6 empty] | See Certificate of Analysis (CoA) for detailed instruction./r/n | Upon receipt, please store the Beads at -20°C. The shelf life is 1 year at -20 °C.Please avoid more than 3 freeze-thaw cycles. Immediate use after reconstitution is highly recommended./r/n |  |  |  | The biotinylated EGFR protein was conjugated to streptavidin magnetic beads. This pre-coupled magnetic bead product can capture the anti-EGFR antibody from various assay systems. The beads are in uniform size, narrow size distribution with large surface area and unique surface coating, which can help you get the best performance and highly reproducible results. This EGFR coupled magnetic beads will bring great convenience with minimum non-specific binding and developed protocols. This ready-to-use product could greatly save your time and hassle./r/n | [5 empty] | This product is intended for immunocapture, biopanning and flow cytometry. This product is produced non-sterile. *The Isotype control (Cat. No. SMB-B01) is sold separately./r/n |  | ItemsSize （2mg）Size（5mg X 2）Particle size2 μm2 μmPhysical appearancePowder mixturePowder mixtureAmount of Coupled Protein≈484 pmol (35 μg) EGFR/mg Beads≈484 pmol (35 μg) EGFR/mg BeadsBinding Capacity>133 pmol (20 μg) antibody/mg beads>133 pmol (20 μg) antibody/mg beadsFormulationPBS, pH7.4, with 10% TrehalosePBS, pH7.4, with 10% TrehaloseReconstitution2 mL sterile deionized water (1 mg beads/mL)5 mL sterile deionized water (1 mg beads/mL)/r/n | Antibody Purification: 1. Resuspend the lyophilized beads by adding the buffer of choice. 2. Add analyte to the suspension, mix and incubate to enable specific binding of the beads and the target protein. 3. Magnetize beads, remove supernatant, and wash unbound protein fractions to capture target protein-bound beads. 4. Wash, magnetize the beads and collect purified target protein for use in downstream applications. The magnetic beads technology makes use of the easy and efficient collection of beads in magnetic field to facilitate antibody purification in a simple workflow of “bind-wash-elute”. In contrast to common separation techniques, this method does not require columns or centrifugation, and is therefore ideal in high-throughput applications./r/n
https://www.acrobiosystems.com/P3019-FITC-Labeled-Human-EGF-R-Protein-His-Tag-DMF-Filed.html | FITC-Labeled Human EGF R Protein, His Tag DMF Filed | SDS-PAGE11-16-0-0-0.jpg |  | Bioactivity11-16-0-0-0.jpg | EGFR,ERBB,ERBB1,HER1,PIG61,mENA/r/n | FITC-Labeled Human EGF R, His Tag (EGR-HF2H5) is expressed from human 293 cells (HEK293). It contains AA Leu 25 - Ser 645 (Accession # P00533-1 ). It is the FITC labeled form of Human EGF R, His Tag (EGR-H5222)./r/nPredicted N-terminus: Leu 25/r/n | This protein carries a polyhistidine tag at the C-terminusThe protein has a calculated MW of 70.5 kDa. The protein migrates as 85-105 kDa under reducing (R) condition (SDS-PAGE) due to glycosylation./r/n | The primary amines in the side chains of lysine residues and the N-terminus of the protein are conjugated with FITC using standard chemical labeling method. The residual FITC is removed by molecular sieve treatment during purification process./r/n | The FITC to protein molar ratio is 2-3.5./r/n | Less than 1.0 EU per μg by the LAL method./r/n | >95% as determined by SDS-PAGE./r/n | Lyophilized from 0.22 μm filtered solution in PBS, pH7.4 with trehalose as protectant. Contact us for customized product form or formulation./r/n | Please see Certificate of Analysis for specific instructions.For best performance, we strongly recommend you to follow the reconstitution protocol provided in the CoA./r/n | For long term storage, the product should be stored at lyophilized state at -20°C or lower.Please protect from light and avoid repeated freeze-thaw cycles.This product is stable after storage at: -20°C to -70°C for 12 months in lyophilized state; -70°C for 3 months under sterile conditions after reconstitution./r/n | SDS-PAGEFITC-Labeled Human EGF R, His Tag on SDS-PAGE under reducing (R) condition. The gel was stained with Coomassie Blue. The purity of the protein is greater than 95%. |  | Bioactivity-ELISAImmobilized Cetuximab at 2 μg/mL (100 μL/well) can bind FITC-Labeled Human EGF R, His Tag (Cat. No. EGR-HF2H5) with a linear range of 0.039-0.313 μg/mL (QC tested).Protocol | The epidermal growth factor receptor (EGFR; ErbB-1; HER1 in humans) is the cell-surface receptor for members of the epidermal growth factor family (EGF-family) of extracellular protein ligands. The epidermal growth factor receptor is a member of the ErbB family of receptors, a subfamily of four closely related receptor tyrosine kinases: EGFR (ErbB-1), HER2/c-neu (ErbB-2), Her 3 (ErbB-3) and Her 4 (ErbB-4). Mutations affecting EGFR expression or activity could result in cancer./r/n |  |  |  | FITCExcitation source: 488 nm spectral line, argon-ion laserExcitation Wavelength: 488 nmEmission Wavelength: 535 nm/r/n |  |  | Bioactivity-FACS2e5 of Anti-EGFR CAR-293 cells were stained with 100 μL of 1 μg/mL of FITC-Labeled Human EGF R Protein, His Tag (Cat. No. EGR-HF2H5) and negative control protein respectively, FITC signal was used to evaluate the binding activity (QC tested).Protocol
https://www.acrobiosystems.com/P2563-Human-EGF-R-Protein-His-Tag-low-endotoxin-%28MALS-verified%29.html | Human EGF R Protein, His Tag, low endotoxin (MALS verified) | SDS-PAGE11-17-0-0-0.jpg | SEC-MALS11-17-0-0-0.jpg | Bioactivity11-17-0-0-0.jpg | EGFR,ERBB,ERBB1,HER1,PIG61,mENA/r/n | Human EGF R, His Tag, low endotoxin (EGR-H522a) is expressed from human 293 cells (HEK293). It contains AA Leu 25 - Ser 645 (Accession # P00533-1)./r/nPredicted N-terminus: Leu 25/r/n | This protein carries a polyhistidine tag at the C-terminus.The protein has a calculated MW of 70.5kDa. The protein migrates as 77-104 kDa under reducing (R) condition (SDS-PAGE) due to glycosylation./r/n |  |  | Less than 0.01 EU per μg by the LAL method./r/n | >95% as determined by SDS-PAGE.>90% as determined by SEC-MALS./r/n | Lyophilized from 0.22 μm filtered solution in PBS, pH7.4. Normally trehalose is added as protectant before lyophilization.Contact us for customized product form or formulation./r/n | Please see Certificate of Analysis for specific instructions.For best performance, we strongly recommend you to follow the reconstitution protocol provided in the CoA./r/n | For long term storage, the product should be stored at lyophilized state at -20°C or lower.Please avoid repeated freeze-thaw cycles./r/n | SDS-PAGEHuman EGF R, His Tag, low endotoxin on SDS-PAGE under reducing (R) condition. The gel was stained with Coomassie Blue. The purity of the protein is greater than 95%. | SEC-MALSThe purity of Human EGF R, His Tag, low endotoxin(Cat. No. EGR-H522a) is more than 90% and the molecular weight of this protein is around 77-104 kDa verified by SEC-MALS.Report | Bioactivity-ELISAImmobilized Cetuximab at 2 μg/mL (100 μL/well) can bind Human EGF R, His Tag, low endotoxin (Cat. No. EGR-H522a) with a linear range of 0.8-6 ng/mL (QC tested).Protocol | The epidermal growth factor receptor (EGFR; ErbB-1; HER1 in humans) is the cell-surface receptor for members of the epidermal growth factor family (EGF-family) of extracellular protein ligands. The epidermal growth factor receptor is a member of the ErbB family of receptors, a subfamily of four closely related receptor tyrosine kinases: EGFR (ErbB-1), HER2/c-neu (ErbB-2), Her 3 (ErbB-3) and Her 4 (ErbB-4). Mutations affecting EGFR expression or activity could result in cancer./r/n | [10 empty] | Bioactivity-SPRImmobilized Erbitux on CM5 Chip via anti-human Fc IgG, can bind Human EGF R, His Tag, low endotoxin (Cat.No. EGR-H522a) with an affinity constant of 0.492 nM as determined in SPR assay (Biacore T200) (Routinely tested).ProtocolHuman EGF R, His Tag, low endotoxin (Cat. No. EGR-H522a) captured on CM5 Chip via anti-His antibody can bind Human EGF, Mouse IgG2a Fc Tag (Cat. No. EGF-H525b) with an affinity constant of 2.76 nM as determined in SPR assay (Biacore T200) (Routinely tested).Protocol
https://www.acrobiosystems.com/P2396-Biotinylated-Human-EGF-R-Protein-HisAvitag%E2%84%A2-%28MALS-verified%29.html | Biotinylated Human EGF R Protein, His,Avitag™ (MALS verified) | SDS-PAGE11-18-0-0-0.jpg | SEC-MALS11-18-0-0-0.jpg | Bioactivity11-18-0-0-0.jpg | EGFR,ERBB,ERBB1,HER1,PIG61,mENA/r/n | Biotinylated Human EGF R, His,Avitag(EGR-H82E3) is expressed from human 293 cells (HEK293). It contains AA Leu 25 - Ser 645 (Accession # P00533-1 )./r/nPredicted N-terminus: Leu 25/r/n | This protein carries a polyhistidine tag at the C-terminus, followed by an Avi tag (Avitag™)The protein has a calculated MW of 72.3 kDa. The protein migrates as 90-125 kDa under reducing (R) condition (SDS-PAGE) due to glycosylation./r/n | Biotinylation of this product is performed using Avitag™ technology. Briefly, the single lysine residue in the Avitag is enzymatically labeled with biotin./r/n | Passed as determined by the HABA assay / binding ELISA./r/n | Less than 1.0 EU per μg by the LAL method./r/n | >90% as determined by SDS-PAGE. >90% as determined by SEC-MALS./r/n | Lyophilized from 0.22 μm filtered solution in PBS, pH7.4 with trehalose as protectant. Contact us for customized product form or formulation./r/n | Please see Certificate of Analysis for specific instructions.For best performance, we strongly recommend you to follow the reconstitution protocol provided in the CoA./r/n | For long term storage, the product should be stored at lyophilized state at -20°C or lower.Please avoid repeated freeze-thaw cycles. This product is stable after storage at: -20°C to -70°C for 24 months in lyophilized state; -70°C for 12 months under sterile conditions after reconstitution./r/n | SDS-PAGEBiotinylated Human EGF R, His,Avitag on SDS-PAGE under reducing (R) condition. The gel was stained with Coomassie Blue. The purity of the protein is greater than 90%. | SEC-MALSThe purity of Biotinylated Human EGF R, His,Avitag (Cat. No. EGR-H82E3) is more than 90% and the molecular weight of this protein is around 100-115 kDa verified by SEC-MALS.Report | Bioactivity-ELISAImmobilized Cetuximab at 2 μg/mL (100 μL/well) can bind Biotinylated Human EGF R, His,Avitag (Cat. No. EGR-H82E3) with a linear range of 2-6 ng/mL (QC tested).ProtocolImmobilized Human EGF, Tag Free at 10 μg/mL (100 μL/well) can bind Biotinylated Human EGF R, His,Avitag (Cat. No. EGR-H82E3) with a linear range of 0.156-5 μg/mL (Routinely tested).Protocol | The epidermal growth factor receptor (EGFR; ErbB-1; HER1 in humans) is the cell-surface receptor for members of the epidermal growth factor family (EGF-family) of extracellular protein ligands. The epidermal growth factor receptor is a member of the ErbB family of receptors, a subfamily of four closely related receptor tyrosine kinases: EGFR (ErbB-1), HER2/c-neu (ErbB-2), Her 3 (ErbB-3) and Her 4 (ErbB-4). Mutations affecting EGFR expression or activity could result in cancer./r/n
https://www.acrobiosystems.com/P1721-Rhesus-macaque-EGF-R-Protein-Fc-Tag-%28MALS-verified%29.html | Rhesus macaque EGF R Protein, Fc Tag (MALS verified) | SDS-PAGE11-19-0-0-0.jpg | SEC-MALS11-19-0-0-0.jpg | Bioactivity11-19-0-0-0.jpg | EGFR,ERBB,ERBB1,HER1,PIG61,mENA/r/n | Rhesus macaque EGF R, Fc Tag(EGR-C5252) is expressed from human 293 cells (HEK293). It contains AA Leu 25 - Ser 645 (Accession # P55245 )./r/nPredicted N-terminus: Leu 25/r/n | This protein carries a human IgG1 Fc tag at the C-terminusThe protein has a calculated MW of 95.3 kDa. The protein migrates as 116-120 kDa under reducing (R) condition (SDS-PAGE) due to glycosylation./r/n |  |  | Less than 1.0 EU per μg by the LAL method./r/n | >95% as determined by SDS-PAGE./r/n | Lyophilized from 0.22 μm filtered solution in Tris with Glycine, Arginine and NaCl, pH7.5 with trehalose as protectant. Contact us for customized product form or formulation./r/n | Please see Certificate of Analysis for specific instructions.For best performance, we strongly recommend you to follow the reconstitution protocol provided in the CoA./r/n | For long term storage, the product should be stored at lyophilized state at -20°C or lower.Please avoid repeated freeze-thaw cycles. This product is stable after storage at: -20°C to -70°C for 12 months in lyophilized state; -70°C for 3 months under sterile conditions after reconstitution./r/n | SDS-PAGERhesus macaque EGF R, Fc Tag on SDS-PAGE under reducing (R) condition. The gel was stained with Coomassie Blue. The purity of the protein is greater than 95%. | SEC-MALSThe purity of Rhesus macaque EGF R, Fc Tag (Cat. No. EGR-C5252) is more than 85% and the molecular weight of this protein is around 225-245 kDa verified by SEC-MALS.Report | Bioactivity-ELISAImmobilized Human EGF, Tag Free at 10 μg/mL (100 μL/well) can bind Rhesus macaque EGF R, Fc Tag (Cat. No. EGR-C5252) with a linear range of 39-1250 ng/mL (QC tested).Protocol | The epidermal growth factor receptor (EGFR; ErbB-1; HER1 in humans) is the cell-surface receptor for members of the epidermal growth factor family (EGF-family) of extracellular protein ligands. The epidermal growth factor receptor is a member of the ErbB family of receptors, a subfamily of four closely related receptor tyrosine kinases: EGFR (ErbB-1), HER2/c-neu (ErbB-2), Her 3 (ErbB-3) and Her 4 (ErbB-4). Mutations affecting EGFR expression or activity could result in cancer./r/n
https://www.acrobiosystems.com/P1720-Rhesus-macaque-EGF-R-Protein-His-Tag.html | Rhesus macaque EGF R Protein, His Tag | SDS-PAGE11-20-0-0-0.jpg |  | Bioactivity11-20-0-0-0.jpg | EGFR,ERBB,ERBB1,HER1,PIG61,mENA/r/n | Rhesus macaque EGF R, His Tag(EGR-C52H1) is expressed from human 293 cells (HEK293). It contains AA Leu 25 - Ser 645 (Accession # P55245 )./r/nPredicted N-terminus: Leu 25/r/n | This protein carries a polyhistidine tag at the C-terminusThe protein has a calculated MW of 70.5 kDa. The protein migrates as 80-100 kDa under reducing (R) condition (SDS-PAGE) due to glycosylation./r/n |  |  | Less than 1.0 EU per μg by the LAL method./r/n | >95% as determined by SDS-PAGE./r/n | Lyophilized from 0.22 μm filtered solution in PBS, pH7.4 with trehalose as protectant. Contact us for customized product form or formulation./r/n | Please see Certificate of Analysis for specific instructions.For best performance, we strongly recommend you to follow the reconstitution protocol provided in the CoA./r/n | For long term storage, the product should be stored at lyophilized state at -20°C or lower.Please avoid repeated freeze-thaw cycles. This product is stable after storage at: -20°C to -70°C for 12 months in lyophilized state; -70°C for 3 months under sterile conditions after reconstitution./r/n | SDS-PAGERhesus macaque EGF R, His Tag on SDS-PAGE under reducing (R) condition. The gel was stained with Coomassie Blue. The purity of the protein is greater than 95%. |  | Bioactivity-ELISAImmobilized Rhesus macaque EGF R, His Tag (Cat. No. EGR-C52H1) at 2 μg/mL (100 μL/well) can bind Cetuximab with a linear range of 0.2-3 ng/mL (QC tested).Protocol | The epidermal growth factor receptor (EGFR; ErbB-1; HER1 in humans) is the cell-surface receptor for members of the epidermal growth factor family (EGF-family) of extracellular protein ligands. The epidermal growth factor receptor is a member of the ErbB family of receptors, a subfamily of four closely related receptor tyrosine kinases: EGFR (ErbB-1), HER2/c-neu (ErbB-2), Her 3 (ErbB-3) and Her 4 (ErbB-4). Mutations affecting EGFR expression or activity could result in cancer./r/n
https://www.acrobiosystems.com/P390-Mouse-EGF-R-Protein-His-Tag.html | Mouse EGF R Protein, His Tag | SDS-PAGE11-21-0-0-0.jpg |  | Bioactivity11-21-0-0-0.jpg | EGFR,ERBB,ERBB1,HER1,PIG61,mENA/r/n | Mouse EGF R, His Tag(EGR-M5224) is expressed from human 293 cells (HEK293). It contains AA Leu 25 - Ser 647 (Accession # Q01279-1 )./r/nPredicted N-terminus: Leu 25/r/n | This protein carries a polyhistidine tag at the C-terminus.The protein has a calculated MW of 71.2 kDa. The protein migrates as 86-110 kDa under reducing (R) condition (SDS-PAGE) due to glycosylation./r/n |  |  | Less than 1.0 EU per μg by the LAL method./r/n | >95% as determined by SDS-PAGE./r/n | Lyophilized from 0.22 μm filtered solution in PBS, pH7.4 with trehalose as protectant. Contact us for customized product form or formulation./r/n | Please see Certificate of Analysis for specific instructions.For best performance, we strongly recommend you to follow the reconstitution protocol provided in the CoA./r/n | For long term storage, the product should be stored at lyophilized state at -20°C or lower.Please avoid repeated freeze-thaw cycles. This product is stable after storage at: -20°C to -70°C for 12 months in lyophilized state; -70°C for 3 months under sterile conditions after reconstitution./r/n | SDS-PAGEMouse EGF R, His Tag on SDS-PAGE under reducing (R) condition. The gel was stained with Coomassie Blue. The purity of the protein is greater than 95%. |  | Bioactivity-ELISAImmobilized Mouse EGF, Fc Tag (Cat. No. EGF-M5265) at 2 μg/mL (100 μL/well) can bind Mouse EGF R, His Tag (Cat. No. EGR-M5224) with a linear range of 0.02-0.313 μg/mL (QC tested).Protocol | The epidermal growth factor receptor (EGFR; ErbB-1; HER1 in humans) is the cell-surface receptor for members of the epidermal growth factor family (EGF-family) of extracellular protein ligands. The epidermal growth factor receptor is a member of the ErbB family of receptors, a subfamily of four closely related receptor tyrosine kinases: EGFR (ErbB-1), HER2/c-neu (ErbB-2), Her 3 (ErbB-3) and Her 4 (ErbB-4). Mutations affecting EGFR expression or activity could result in cancer./r/n | [10 empty] | Bioactivity-SPRCaptured Mouse EGF R, His Tag (Cat. No. EGR-M5224) on CM5 Chip via anti-His antibody can bind Mouse EGF, Fc Tag (Cat. No. EGF-M5265) with an affinity constant of 5.44 nM as determined in SPR assay (Biacore T200) (Routinely tested).Protocol
https://www.acrobiosystems.com/P239-Human-EGF-R-Protein-Fc-Tag-%28MALS-verified%29.html | Human EGF R Protein, Fc Tag (MALS verified) | SDS-PAGE11-22-0-0-0.jpg | SEC-MALS11-22-0-0-0.jpg | Bioactivity11-22-0-0-0.jpg | EGFR,ERBB,ERBB1,HER1,PIG61,mENA/r/n | Human EGF R, Fc Tag(EGR-H5252) is expressed from human 293 cells (HEK293). It contains AA Leu 25 - Ser 645 (Accession # P00533-1 )./r/nPredicted N-terminus: Leu 25/r/n | This protein carries a human IgG1 Fc tag at the C-terminus.The protein has a calculated MW of 94.7 kDa. The protein migrates as 110-140 kDa when calibrated against Star Ribbon Pre-stained Protein Marker under reducing (R) condition (SDS-PAGE) due to glycosylation./r/n |  |  | Less than 1.0 EU per μg by the LAL method./r/n | >95% as determined by SDS-PAGE. >90% as determined by SEC-MALS./r/n | Lyophilized from 0.22 μm filtered solution in PBS, pH7.4 with trehalose as protectant. Contact us for customized product form or formulation./r/n | Please see Certificate of Analysis for specific instructions.For best performance, we strongly recommend you to follow the reconstitution protocol provided in the CoA./r/n | For long term storage, the product should be stored at lyophilized state at -20°C or lower.Please avoid repeated freeze-thaw cycles. This product is stable after storage at: -20°C to -70°C for 12 months in lyophilized state; -70°C for 3 months under sterile conditions after reconstitution./r/n | SDS-PAGEHuman EGF R, Fc Tag on SDS-PAGE under reducing (R) condition. The gel was stained with Coomassie Blue. The purity of the protein is greater than 95% (With Star Ribbon Pre-stained Protein Marker). | SEC-MALSThe purity of Human EGF R, Fc Tag (Cat. No. EGR-H5252) is more than 90% and the molecular weight of this protein is around 220-260 kDa verified by SEC-MALS.Report | Bioactivity-ELISAImmobilized Human EGF, Mouse IgG2a Fc Tag (Cat. No. EGF-H525b) at 2 μg/mL (100 μL/well) can bind Human EGF R, Fc Tag (Cat. No. EGR-H5252) with a linear range of 0.3-5 ng/mL (QC tested).ProtocolImmobilized Human EGF R, Fc Tag (Cat. No. EGR-H5252) at 1 μg/mL (100 μL/well) can bind Cetuximab with a linear range of 0.1-2 ng/mL (Routinely tested).Protocol | The epidermal growth factor receptor (EGFR; ErbB-1; HER1 in humans) is the cell-surface receptor for members of the epidermal growth factor family (EGF-family) of extracellular protein ligands. The epidermal growth factor receptor is a member of the ErbB family of receptors, a subfamily of four closely related receptor tyrosine kinases: EGFR (ErbB-1), HER2/c-neu (ErbB-2), Her 3 (ErbB-3) and Her 4 (ErbB-4). Mutations affecting EGFR expression or activity could result in cancer./r/n
https://www.acrobiosystems.com/P238-Human-EGF-R-Protein-His-Tag-%28MALS-verified%29.html | Human EGF R Protein, His Tag (MALS verified) | SDS-PAGE11-23-0-0-0.jpg | SEC-MALS11-23-0-0-0.jpg | Bioactivity11-23-0-0-0.jpg | EGFR,ERBB,ERBB1,HER1,PIG61,mENA/r/n | Human EGF R, His Tag(EGR-H5222) is expressed from human 293 cells (HEK293). It contains AA Leu 25 - Ser 645 (Accession # P00533-1 )./r/nPredicted N-terminus: Leu 25/r/n | This protein carries a polyhistidine tag at the C-terminusThe protein has a calculated MW of 70.5 kDa. The protein migrates as 95-120 kDa under reducing (R) condition (SDS-PAGE) due to glycosylation./r/n |  |  | Less than 1.0 EU per μg by the LAL method./r/n | >95% as determined by SDS-PAGE. >90% as determined by SEC-MALS./r/n | Lyophilized from 0.22 μm filtered solution in PBS, pH7.4 with trehalose as protectant. Contact us for customized product form or formulation./r/n | Please see Certificate of Analysis for specific instructions.For best performance, we strongly recommend you to follow the reconstitution protocol provided in the CoA./r/n | For long term storage, the product should be stored at lyophilized state at -20°C or lower.Please avoid repeated freeze-thaw cycles. This product is stable after storage at: -20°C to -70°C for 12 months in lyophilized state; -70°C for 3 months under sterile conditions after reconstitution./r/n | SDS-PAGEHuman EGF R, His Tag on SDS-PAGE under reducing (R) condition. The gel was stained with Coomassie Blue. The purity of the protein is greater than 95%. | SEC-MALSThe purity of Human EGF R, His Tag (Cat. No. EGR-H5222) is more than 90% and the molecular weight of this protein is around 80-105 kDa verified by SEC-MALS.Report | Bioactivity-ELISAImmobilized Human Anti-EGF R Antibody, Human IgG1 (Cat. No. EGR-M1201) at 2 μg/mL (100 μL/well) can bind Human EGF R, His Tag (Cat. No. EGR-H5222) with a linear range of 0.002-0.016 ng/mL (QC tested).ProtocolImmobilized Human EGF R, His Tag (Cat. No. EGR-H5222) at 5 μg/mL (100 μL/well) can bind Human EGF, Mouse IgG2a Fc Tag (Cat. No. EGF-H525b) with a linear range of 1-20 ng/mL (Routinely tested).ProtocolImmobilized Human EGF R, His Tag (Cat. No. EGR-H5222) at 1 μg/mL (100 μL/well) can bind Cetuximab with a linear range of 0.1-1 ng/mL (Routinely tested).Protocol | The epidermal growth factor receptor (EGFR; ErbB-1; HER1 in humans) is the cell-surface receptor for members of the epidermal growth factor family (EGF-family) of extracellular protein ligands. The epidermal growth factor receptor is a member of the ErbB family of receptors, a subfamily of four closely related receptor tyrosine kinases: EGFR (ErbB-1), HER2/c-neu (ErbB-2), Her 3 (ErbB-3) and Her 4 (ErbB-4). Mutations affecting EGFR expression or activity could result in cancer./r/n | [6 empty] | Bioactivity-FACS2e5 of Anti-EGFR CAR-293 cells were stained with 100 μL of 1 μg/mL of Human EGF R, His Tag (Cat. No. EGR-H5222) and negative control protein respectively, washed and then followed by PE anti-His antibody and analyzed with FACS (Routinely tested). Protocol |  |  |  | Bioactivity-SPRErbitux (Cetuximab) captured on CM5 chip via anti-human IgG Fc antibodies surface, can bind Human EGF R, His Tag (Cat. No. EGR-H5222) with an affinity constant of 1.3 nM as determined in a SPR assay (Biacore T200) (Routinely tested).ProtocolHuman EGF R, His Tag (Cat. No. EGR-H5222) captured on CM5 Chip via anti-His antibody can bind Human EGF, Mouse IgG2a Fc Tag (Cat. No. EGF-H525b) with an affinity constant of 2.63 nM as determined in SPR assay (Biacore T200) (Routinely tested).Protocol | Bioactivity-BLILoaded Erbitux (Cetuximab) on AHC Biosensor, can bind Human EGF R, His Tag (Cat. No. EGR-H5222) with an affinity constant of 1.23 nM as determined in BLI assay (ForteBio Octet Red96e) (Routinely tested).Protocol
https://www.acrobiosystems.com/P6032-PE-Labeled-Human-EGFRvIII-Protein-His-TagStar-Staining.html | PE-Labeled Human EGFRvIII Protein, His TagStar Staining |  |  |  | EGFRvIII/r/n | PE-Labeled Human EGFRvIII, His Tag (EGI-HP2H6) is produced via conjugation of PE to Human EGFRvIII, His Tag with a new generation site-specific technology under Star Staining labeling platform. Human EGFRvIII, His Tag is expressed from human 293 cells (HEK293). It contains AA Leu 25 - Ser 378 (Accession # NP_001333870.1 )./r/nPredicted N-terminus: Leu 25/r/n | This protein carries a polyhistidine tag at the C-terminusThe protein has a calculated MW of 53.0 kDa./r/n |  |  | Less than 1.0 EU per μg by the LAL method./r/n | >90% as determined by SDS-PAGE./r/n | Lyophilized from 0.22 μm filtered solution in PBS, 0.2% BSA, pH7.4 with trehalose as protectant. Contact us for customized product form or formulation./r/n | Please see Certificate of Analysis for specific instructions.For best performance, we strongly recommend you to follow the reconstitution protocol provided in the CoA./r/n | For long term storage, the product should be stored at lyophilized state at -20°C or lower.Please protect from light and avoid repeated freeze-thaw cycles.This product is stable after storage at: -20°C to -70°C for 12 months in lyophilized state; -70°C for 3 months under sterile conditions after reconstitution./r/n |  |  |  | The epidermal growth factor receptor (EGFR; ErbB-1; HER1 in humans) is the cell-surface receptor for members of the epidermal growth factor family (EGF-family) of extracellular protein ligands. The epidermal growth factor receptor is a member of the ErbB family of receptors, a subfamily of four closely related receptor tyrosine kinases: EGFR (ErbB-1), HER2/c-neu (ErbB-2), Her 3 (ErbB-3) and Her 4 (ErbB-4). Mutations affecting EGFR expression or activity could result in cancer.The type III EGF deletion mutant receptor (EGFRvIII) is the most common mutation and was first identified in primary human glioblastoma tumors. This tumor-specific antigen is ligand-independent, contains a constitutively active tyrosine kinase domain, and has been shown to be present in a number of human malignancies. EGFRvIII has been selected as a target for CAR-modified T-cell studies in recent years./r/n |  |  |  | PEExcitation Wavelength: 488 nm / 561 nmEmission Wavelength: 575 nm/r/n
https://www.acrobiosystems.com/P5898-APC-Labeled-Human-EGFRvIII-Protein-His-TagStar-Staining.html | APC-Labeled Human EGFRvIII Protein, His TagStar Staining |  |  |  | EGFRvIII/r/n | APC-Labeled Human EGFRvIII, His Tag (EGI-HA2H5) is produced via conjugation of APC to Human EGFRvIII, His Tag with a new generation site-specific technology under Star Staining labeling platform. Human EGFRvIII, His Tag is expressed from human 293 cells (HEK293). It contains AA Leu 25 - Ser 378 (Accession # NP_001333870.1 )./r/nPredicted N-terminus: Leu 25/r/n | This protein carries a polyhistidine tag at the C-terminusThe protein has a calculated MW of 53.0 kDa./r/n |  |  | Less than 1.0 EU per μg by the LAL method./r/n | >90% as determined by SDS-PAGE./r/n | Lyophilized from 0.22 μm filtered solution in PBS, 0.2% BSA, pH7.4 with trehalose as protectant. Contact us for customized product form or formulation./r/n | Please see Certificate of Analysis for specific instructions.For best performance, we strongly recommend you to follow the reconstitution protocol provided in the CoA./r/n | For long term storage, the product should be stored at lyophilized state at -20°C or lower.Please protect from light and avoid repeated freeze-thaw cycles.This product is stable after storage at: -20°C to -70°C for 12 months in lyophilized state; -70°C for 3 months under sterile conditions after reconstitution./r/n |  |  |  | The epidermal growth factor receptor (EGFR; ErbB-1; HER1 in humans) is the cell-surface receptor for members of the epidermal growth factor family (EGF-family) of extracellular protein ligands. The epidermal growth factor receptor is a member of the ErbB family of receptors, a subfamily of four closely related receptor tyrosine kinases: EGFR (ErbB-1), HER2/c-neu (ErbB-2), Her 3 (ErbB-3) and Her 4 (ErbB-4). Mutations affecting EGFR expression or activity could result in cancer.The type III EGF deletion mutant receptor (EGFRvIII) is the most common mutation and was first identified in primary human glioblastoma tumors. This tumor-specific antigen is ligand-independent, contains a constitutively active tyrosine kinase domain, and has been shown to be present in a number of human malignancies. EGFRvIII has been selected as a target for CAR-modified T-cell studies in recent years./r/n |  |  |  | APCExcitation Wavelength: 640 nmEmission Wavelength: 661 nm/r/n
https://www.acrobiosystems.com/P5860-Alexa-Fluor%E2%84%A2-488-Labeled-Human-EGFRvIII-Protein-His-TagStar-Staining.html | Alexa Fluor™ 488-Labeled Human EGFRvIII Protein, His TagStar Staining |  |  |  | EGFRvIII/r/n | Alexa Fluor 488-Labeled Human EGFRvIII, His Tag (EGI-HA2H7) is produced via conjugation of AF488 to Human EGFRvIII, His Tag with a new generation site-specific technology under Star Staining labeling platform. Human EGFRvIII, His Tag is expressed from human 293 cells (HEK293). It contains AA Leu 25 - Ser 378 (Accession # NP_001333870.1 )./r/nPredicted N-terminus: Leu 25/r/n | This protein carries a polyhistidine tag at the C-terminusThe protein has a calculated MW of 53.0 kDa./r/n |  |  | Less than 1.0 EU per μg by the LAL method./r/n | >90% as determined by SDS-PAGE./r/n | Lyophilized from 0.22 μm filtered solution in PBS, pH7.4 with trehalose as protectant. Contact us for customized product form or formulation./r/n | Please see Certificate of Analysis for specific instructions.For best performance, we strongly recommend you to follow the reconstitution protocol provided in the CoA./r/n | For long term storage, the product should be stored at lyophilized state at -20°C or lower.Please protect from light and avoid repeated freeze-thaw cycles.This product is stable after storage at: -20°C to -70°C for 12 months in lyophilized state; -70°C for 3 months under sterile conditions after reconstitution./r/n |  |  |  | The epidermal growth factor receptor (EGFR; ErbB-1; HER1 in humans) is the cell-surface receptor for members of the epidermal growth factor family (EGF-family) of extracellular protein ligands. The epidermal growth factor receptor is a member of the ErbB family of receptors, a subfamily of four closely related receptor tyrosine kinases: EGFR (ErbB-1), HER2/c-neu (ErbB-2), Her 3 (ErbB-3) and Her 4 (ErbB-4). Mutations affecting EGFR expression or activity could result in cancer.The type III EGF deletion mutant receptor (EGFRvIII) is the most common mutation and was first identified in primary human glioblastoma tumors. This tumor-specific antigen is ligand-independent, contains a constitutively active tyrosine kinase domain, and has been shown to be present in a number of human malignancies. EGFRvIII has been selected as a target for CAR-modified T-cell studies in recent years./r/n |  |  |  | AF488Excitation Wavelength: 488 nmEmission Wavelength: 517 nm/r/n
https://www.acrobiosystems.com/P5184-APC-Labeled-Human-EGFRvIII-Protein-His-Tag-%28Site-specific-conjugation%29.html | APC-Labeled Human EGFRvIII Protein, His Tag (Site-specific conjugation) |  |  | Bioactivity11-27-0-0-0.jpg | EGFRvIII/r/n | APC-Labeled Human EGFRvIII, His Tag (EGI-HA2H8) is produced via conjugation of APC to Human EGFRvIII, His Tag with a new generation site-specific technology under optimal conditions with a proprietary technology. Human EGFRvIII, His Tag is expressed from human 293 cells (HEK293). It contains AA Leu 25 - Ser 378 (Accession # NP_001333870.1 )./r/nPredicted N-terminus: Leu 25/r/n | This protein carries a polyhistidine tag at the C-terminusThe protein has a calculated MW of 42.4 kDa./r/n |  |  |  |  | Lyophilized from 0.22 μm filtered solution in PBS, 0.5% BSA, pH7.4 with trehalose as protectant. Contact us for customized product form or formulation./r/n | Please see Certificate of Analysis for specific instructions.For best performance, we strongly recommend you to follow the reconstitution protocol provided in the CoA./r/n | For long term storage, the product should be stored at lyophilized state at -20°C or lower.Please protect from light and avoid repeated freeze-thaw cycles.This product is stable after storage at: -20°C to -70°C for 12 months in lyophilized state; -70°C for 3 months under sterile conditions after reconstitution./r/n |  |  |  | The epidermal growth factor receptor (EGFR; ErbB-1; HER1 in humans) is the cell-surface receptor for members of the epidermal growth factor family (EGF-family) of extracellular protein ligands. The epidermal growth factor receptor is a member of the ErbB family of receptors, a subfamily of four closely related receptor tyrosine kinases: EGFR (ErbB-1), HER2/c-neu (ErbB-2), Her 3 (ErbB-3) and Her 4 (ErbB-4). Mutations affecting EGFR expression or activity could result in cancer.The type III EGF deletion mutant receptor (EGFRvIII) is the most common mutation and was first identified in primary human glioblastoma tumors. This tumor-specific antigen is ligand-independent, contains a constitutively active tyrosine kinase domain, and has been shown to be present in a number of human malignancies. EGFRvIII has been selected as a target for CAR-modified T-cell studies in recent years./r/n |  |  |  | APCExcitation Wavelength: 640 nmEmission Wavelength: 661 nm/r/n |  | Please note that this product is NOT compatible to streptavidin detection system./r/n | Bioactivity-FACS5e5 of anti-EGFRvIII CAR-293 cells were stained with 100 μL of 1:50 dilution (2 μL stock solution in 100 μL FACS buffer) of APC-Labeled Human EGFRvIII Protein, His Tag (Cat. No. EGI-HA2H8) and negative control protein respectively. APC signal was used to evaluate the binding activity (QC tested).Protocol
https://www.acrobiosystems.com/P4261-Human-EGFRvIII-Protein-Fc-Tag-%28MALS-verified%29.html | Human EGFRvIII Protein, Fc Tag (MALS verified) | SDS-PAGE11-28-0-0-0.jpg | SEC-MALS11-28-0-0-0.jpg | Bioactivity11-28-0-0-0.jpg | EGFRvIII/r/n | Human EGFRvIII, Fc Tag(EGI-H5255) is expressed from human 293 cells (HEK293). It contains AA Leu 25 - Ser 378 (Accession # NP_001333870.1 )./r/nPredicted N-terminus: Leu 25/r/n | This protein carries a human IgG1 Fc tag at the C-terminusThe protein has a calculated MW of 65.1 kDa. The protein migrates as 90-100 kDa under reducing (R) condition (SDS-PAGE) due to glycosylation./r/n |  |  | Less than 1.0 EU per μg by the LAL method./r/n | >95% as determined by SDS-PAGE. >90% as determined by SEC-MALS./r/n | Lyophilized from 0.22 μm filtered solution in 50 mM Tris, 100 mM Glycine, 25 mM Arginine, 150 mM NaCl, pH7.5 with trehalose as protectant. Contact us for customized product form or formulation./r/n | Please see Certificate of Analysis for specific instructions.For best performance, we strongly recommend you to follow the reconstitution protocol provided in the CoA./r/n | For long term storage, the product should be stored at lyophilized state at -20°C or lower.Please avoid repeated freeze-thaw cycles. This product is stable after storage at: -20°C to -70°C for 12 months in lyophilized state; -70°C for 3 months under sterile conditions after reconstitution./r/n | SDS-PAGEHuman EGFRvIII, Fc Tag on SDS-PAGE under reducing (R) condition. The gel was stained with Coomassie Blue. The purity of the protein is greater than 95%. | SEC-MALSThe purity of Human EGFRvIII, Fc Tag (Cat. No. EGI-H5255) is more than 90% and the molecular weight of this protein is around 150-184 kDa verified by SEC-MALS.Report | Bioactivity-ELISAImmobilized Human EGFRvIII, Fc Tag (Cat. No. EGI-H5255) at 2 μg/mL (100 μL/well) can bind Anti-EGFRvIII Antibody, Human IgG1 with a linear range of 0.1-8 ng/mL (QC tested).Protocol | The epidermal growth factor receptor (EGFR; ErbB-1; HER1 in humans) is the cell-surface receptor for members of the epidermal growth factor family (EGF-family) of extracellular protein ligands. The epidermal growth factor receptor is a member of the ErbB family of receptors, a subfamily of four closely related receptor tyrosine kinases: EGFR (ErbB-1), HER2/c-neu (ErbB-2), Her 3 (ErbB-3) and Her 4 (ErbB-4). Mutations affecting EGFR expression or activity could result in cancer.The type III EGF deletion mutant receptor (EGFRvIII) is the most common mutation and was first identified in primary human glioblastoma tumors. This tumor-specific antigen is ligand-independent, contains a constitutively active tyrosine kinase domain, and has been shown to be present in a number of human malignancies. EGFRvIII has been selected as a target for CAR-modified T-cell studies in recent years./r/n
https://www.acrobiosystems.com/P4102-PE-Labeled-Human-EGFRvIII-Protein-His-Tag-%28Site-specific-conjugation%29.html | PE-Labeled Human EGFRvIII Protein, His Tag (Site-specific conjugation) |  |  | Bioactivity11-29-0-0-0.jpg | EGFRvIII/r/n | PE-Labeled Human EGFRvIII, His Tag (EGI-HP2E3) is produced via site-specific conjugation of PE to Human EGFRvIII (25-378), His Tag under optimal conditions with a proprietary technology. Human EGFRvIII, His Tag (EGI-HP2E3) is expressed from human 293 cells (HEK293). It contains AA Leu 25 - Ser 378 (Accession # NP_001333870.1 )./r/nPredicted N-terminus: Leu 25/r/n | This protein carries a polyhistidine tag at the C-terminusThe protein has a calculated MW of 42.2 kDa./r/n |  |  |  |  | Lyophilized from 0.22 μm filtered solution in PBS, 0.5% BSA, pH7.4 with trehalose as protectant. Contact us for customized product form or formulation./r/n | Please see Certificate of Analysis for specific instructions.For best performance, we strongly recommend you to follow the reconstitution protocol provided in the CoA./r/n | For long term storage, the product should be stored at lyophilized state at -20°C or lower.Please protect from light and avoid repeated freeze-thaw cycles.This product is stable after storage at: -20°C to -70°C for 12 months in lyophilized state; -70°C for 3 months under sterile conditions after reconstitution./r/n |  |  |  | The epidermal growth factor receptor (EGFR; ErbB-1; HER1 in humans) is the cell-surface receptor for members of the epidermal growth factor family (EGF-family) of extracellular protein ligands. The epidermal growth factor receptor is a member of the ErbB family of receptors, a subfamily of four closely related receptor tyrosine kinases: EGFR (ErbB-1), HER2/c-neu (ErbB-2), Her 3 (ErbB-3) and Her 4 (ErbB-4). Mutations affecting EGFR expression or activity could result in cancer.The type III EGF deletion mutant receptor (EGFRvIII) is the most common mutation and was first identified in primary human glioblastoma tumors. This tumor-specific antigen is ligand-independent, contains a constitutively active tyrosine kinase domain, and has been shown to be present in a number of human malignancies. EGFRvIII has been selected as a target for CAR-modified T-cell studies in recent years./r/n |  |  |  | PEExcitation Wavelength: 488 nm / 561 nmEmission Wavelength: 575 nm/r/n |  | Please note that this product is NOT compatible to streptavidin detection system./r/n | Bioactivity-FACS5e5 of anti-EGFRvIII CAR-293 cells were stained with 100 μL of 1:50 dilution (2 μL stock solution in 100 μL FACS buffer) of PE-Labeled Human EGFRvIII Protein, His Tag (Cat. No. EGI-HP2E3) and negative control protein respectively. PE signal was used to evaluate the binding activity (QC tested).Protocol
https://www.acrobiosystems.com/P3942-Human-EGFRvIII-coupled-Magnetic-Beads.html | Human EGFRvIII-coupled Magnetic Beads |  |  |  |  | Human EGFRvIII Protein is expressed from human 293 cells (HEK293). It contains AA Leu 25- Ser 378(Accession # NP_001333870.1 )./r/n | [6 empty] | See Certificate of Analysis (CoA) for detailed instruction./r/n | Upon receipt, please store the beads at -20°C. The shelf life is 6 months at -20 °C.Please avoid more than 3 freeze-thaw cycles. Immediate use after reconstitution is highly recommended./r/n |  |  |  | The Human EGFRvIII-coupled Magnetic Beads is produced by coupling biotinylated EGFRvIII protein to streptavidin-conjugated magnetic beads. Because Streptavidin (SA) has an extraordinarily high affinity for biotin with a dissociation constant (Kd) on the order of 10-14 mol/L, the biotinylated protein can bind to the SA beads irreversibly. The pre-coupled beads are ready to use for capturing anti-EGFRvIII antibody from your sample with high specificity./r/n | [5 empty] | This product is intended for immunocapture, biopanning and flow cytometry. This product is produced non-sterile. *The Isotype control (Cat. No. SMB-B01) is sold separately./r/n |  | ItemsSize （2mg）Size（5mg X 2）Particle size2 μm2 μmPhysical appearancePowder mixturePowder mixtureAmount of Coupled Protein≈261 pmol (11 μg) EGFRvIII/mg beads≈261 pmol (11 μg) EGFRvIII/mg beadsBinding Capacity>200 pmol (30 μg) antibody/mg beads>200 pmol (30 μg) antibody/mg beadsFormulationPBS, pH7.4, with 10% TrehalosePBS, pH7.4, with 10% TrehaloseReconstitution2 mL sterile deionized water (1 mg beads/mL)5 mL sterile deionized water (1 mg beads/mL)/r/n | Antibody Purification: 1. Resuspend the lyophilized beads by adding the buffer of choice. 2. Add analyte to the suspension, mix and incubate to enable specific binding of the beads and the target protein. 3. Magnetize beads, remove supernatant, and wash unbound protein fractions to capture target protein-bound beads. 4. Wash, magnetize the beads and collect purified target protein for use in downstream applications. The magnetic beads technology makes use of the easy and efficient collection of beads in magnetic field to facilitate antibody purification in a simple workflow of “bind-wash-elute”. In contrast to common separation techniques, this method does not require columns or centrifugation, and is therefore ideal in high-throughput applications./r/n
https://www.acrobiosystems.com/P3056-FITC-Labeled-Human-EGFRvIII-Protein-His-Tag-DMF-Filed.html | FITC-Labeled Human EGFRvIII Protein, His Tag DMF Filed | SDS-PAGE11-31-0-0-0.jpg |  | Bioactivity11-31-0-0-0.jpg | EGFRvIII/r/n | FITC-Labeled Human EGFRvIII Protein, His Tag (EGI-HF2H7) is expressed from human 293 cells (HEK293). It contains AA Leu 25 - Ser 378 (Accession # NP_001333870.1 ). It is the FITC labeled form of Human EGFRvIII Protein, His Tag (EGI-H52H4)./r/nPredicted N-terminus: Leu 25/r/n | This protein carries a polyhistidine tag at the C-terminusThe protein has a calculated MW of 40.5 kDa. The protein migrates as 55-70 kDa under reducing (R) condition (SDS-PAGE) due to glycosylation./r/n | The primary amines in the side chains of lysine residues and the N-terminus of the protein are conjugated with FITC using standard chemical labeling method. The residual FITC is removed by molecular sieve treatment during purification process./r/n | The FITC to protein molar ratio is 2-4./r/n | Less than 1.0 EU per μg by the LAL method./r/n | >90% as determined by SDS-PAGE./r/n | Lyophilized from 0.22 μm filtered solution in PBS, pH7.4 with trehalose as protectant. Contact us for customized product form or formulation./r/n | Please see Certificate of Analysis for specific instructions.For best performance, we strongly recommend you to follow the reconstitution protocol provided in the CoA./r/n | For long term storage, the product should be stored at lyophilized state at -20°C or lower.Please protect from light and avoid repeated freeze-thaw cycles.This product is stable after storage at: -20°C to -70°C for 12 months in lyophilized state; -70°C for 3 months under sterile conditions after reconstitution./r/n | SDS-PAGEFITC-Labeled Human EGFRvIII Protein, His Tag on SDS-PAGE under reducing (R) condition. The gel was stained with Coomassie Blue. The purity of the protein is greater than 90%. |  | Bioactivity-ELISAImmobilized Anti-EGFRvIII Antibody , Human IgG1 at 1 μg/mL (100 μL/well) can bind FITC-Labeled Human EGFRvIII Protein, His Tag (Cat. No. EGI-HF2H7) with a linear range of 0.625-5 μg/mL (QC tested).Protocol | The epidermal growth factor receptor (EGFR; ErbB-1; HER1 in humans) is the cell-surface receptor for members of the epidermal growth factor family (EGF-family) of extracellular protein ligands. The epidermal growth factor receptor is a member of the ErbB family of receptors, a subfamily of four closely related receptor tyrosine kinases: EGFR (ErbB-1), HER2/c-neu (ErbB-2), Her 3 (ErbB-3) and Her 4 (ErbB-4). Mutations affecting EGFR expression or activity could result in cancer.The type III EGF deletion mutant receptor (EGFRvIII) is the most common mutation and was first identified in primary human glioblastoma tumors. This tumor-specific antigen is ligand-independent, contains a constitutively active tyrosine kinase domain, and has been shown to be present in a number of human malignancies. EGFRvIII has been selected as a target for CAR-modified T-cell studies in recent years./r/n |  |  |  | FITCExcitation source: 488 nm spectral line, argon-ion laserExcitation Wavelength: 488 nmEmission Wavelength: 535 nm/r/n
https://www.acrobiosystems.com/P2179-Human-EGFRvIII-Protein-His-Tag-%28MALS-verified%29.html | Human EGFRvIII Protein, His Tag (MALS verified) | SDS-PAGE11-32-0-0-0.jpg | SEC-MALS11-32-0-0-0.jpg | Bioactivity11-32-0-0-0.jpg | EGFRvIII/r/n | Human EGFRvIII, His Tag(EGI-H52H4) is expressed from human 293 cells (HEK293). It contains AA Leu 25 - Ser 378 (Accession # NP_001333870.1 )./r/nPredicted N-terminus: Leu 25/r/n | This protein carries a polyhistidine tag at the C-terminusThe protein has a calculated MW of 40.5 kDa. The protein migrates as 60-80 kDa under reducing (R) condition (SDS-PAGE) due to glycosylation./r/n |  |  | Less than 1.0 EU per μg by the LAL method./r/n | >95% as determined by SDS-PAGE. >90% as determined by SEC-MALS./r/n | Lyophilized from 0.22 μm filtered solution in PBS, pH7.4 with trehalose as protectant. Contact us for customized product form or formulation./r/n | Please see Certificate of Analysis for specific instructions.For best performance, we strongly recommend you to follow the reconstitution protocol provided in the CoA./r/n | For long term storage, the product should be stored at lyophilized state at -20°C or lower.Please avoid repeated freeze-thaw cycles. This product is stable after storage at: -20°C to -70°C for 12 months in lyophilized state; -70°C for 3 months under sterile conditions after reconstitution./r/n | SDS-PAGEHuman EGFRvIII, His Tag on SDS-PAGE under reducing (R) condition. The gel was stained with Coomassie Blue. The purity of the protein is greater than 95%. | SEC-MALSThe purity of Human EGFRvIII, His Tag (Cat. No. EGI-H52H4) is more than 90% and the molecular weight of this protein is around 50-70 kDa verified by SEC-MALS.Report | Bioactivity-ELISAImmobilized Human EGFRvIII, His Tag (Cat. No. EGI-H52H4) at 1 μg/mL (100 μL/well) can bind Anti-EGFRvIII Antibody , Human IgG1 with a linear range of 0.1-2 ng/mL (QC tested).ProtocolImmobilized Human EGFRvIII, His Tag (Cat. No. EGI-H52H4) at 1 μg/mL (100 μL/well) can bind Cetuximab with a linear range of 0.1-1 ng/mL (Routinely tested).Protocol | The epidermal growth factor receptor (EGFR; ErbB-1; HER1 in humans) is the cell-surface receptor for members of the epidermal growth factor family (EGF-family) of extracellular protein ligands. The epidermal growth factor receptor is a member of the ErbB family of receptors, a subfamily of four closely related receptor tyrosine kinases: EGFR (ErbB-1), HER2/c-neu (ErbB-2), Her 3 (ErbB-3) and Her 4 (ErbB-4). Mutations affecting EGFR expression or activity could result in cancer.The type III EGF deletion mutant receptor (EGFRvIII) is the most common mutation and was first identified in primary human glioblastoma tumors. This tumor-specific antigen is ligand-independent, contains a constitutively active tyrosine kinase domain, and has been shown to be present in a number of human malignancies. EGFRvIII has been selected as a target for CAR-modified T-cell studies in recent years./r/n | [6 empty] | Bioactivity-FACS2e5 of anti-EGFRvIII CAR-293 cells were stained with 100 μL of 3 μg/mL of Human EGFRvIII, His Tag (Cat. No. EGI-H52H4) and negative control protein respectively, washed and then followed by PE anti-His Tag antibody and analyzed with FACS (Routinely tested).Protocol
https://www.acrobiosystems.com/P2160-Biotinylated-Human-EGFRvIII-Protein-HisAvitag%E2%84%A2-%28MALS-verified%29.html | Biotinylated Human EGFRvIII Protein, His,Avitag™ (MALS verified) | SDS-PAGE11-33-0-0-0.jpg | SEC-MALS11-33-0-0-0.jpg | Bioactivity11-33-0-0-0.jpg | EGFRvIII/r/n | Biotinylated Human EGFRvIII, His,Avitag(EGR-H82E0) is expressed from human 293 cells (HEK293). It contains AA Leu 25 - Ser 378 (Accession # NP_001333870.1 )./r/nPredicted N-terminus: Leu 25/r/n | This protein carries a polyhistidine tag at the C-terminus, followed by an Avi tag (Avitag™)The protein has a calculated MW of 42.2 kDa. The protein migrates as 60-90 kDa under reducing (R) condition (SDS-PAGE) due to glycosylation./r/n | Biotinylation of this product is performed using Avitag™ technology. Briefly, the single lysine residue in the Avitag is enzymatically labeled with biotin./r/n | Passed as determined by the HABA assay / binding ELISA./r/n | Less than 1.0 EU per μg by the LAL method./r/n | >95% as determined by SDS-PAGE. >90% as determined by SEC-MALS./r/n | Lyophilized from 0.22 μm filtered solution in PBS, pH7.4 with trehalose as protectant. Contact us for customized product form or formulation./r/n | Please see Certificate of Analysis for specific instructions.For best performance, we strongly recommend you to follow the reconstitution protocol provided in the CoA./r/n | For long term storage, the product should be stored at lyophilized state at -20°C or lower.Please avoid repeated freeze-thaw cycles. This product is stable after storage at: -20°C to -70°C for 12 months in lyophilized state; -70°C for 3 months under sterile conditions after reconstitution./r/n | SDS-PAGEBiotinylated Human EGFRvIII, His,Avitag on SDS-PAGE under reducing (R) condition. The gel was stained with Coomassie Blue. The purity of the protein is greater than 95%. | SEC-MALSThe purity of Biotinylated Human EGFRvIII, His,Avitag (Cat. No. EGR-H82E0) is more than 90% and the molecular weight of this protein is around 60-70 kDa verified by SEC-MALS.Report | Bioactivity-ELISAImmobilized Biotinylated Human EGFRvIII, His,Avitag (Cat. No. EGR-H82E0) at 1 μg/mL (100 μL/well) on streptavidin (Cat. No. STN-N5116) precoated (0.5 μg/well) plate can bind Anti-EGFRvIII Antibody, Human IgG1 with a linear range of 0.1-3 ng/mL (QC tested).ProtocolImmobilized CetuxiMab at 1 μg/mL (100 μL/well) can bind Biotinylated Human EGFRvIII, His,Avitag (Cat. No. EGR-H82E0) with a linear range of 0.2-2 ng/mL (Routinely tested).Protocol | The epidermal growth factor receptor (EGFR; ErbB-1; HER1 in humans) is the cell-surface receptor for members of the epidermal growth factor family (EGF-family) of extracellular protein ligands. The epidermal growth factor receptor is a member of the ErbB family of receptors, a subfamily of four closely related receptor tyrosine kinases: EGFR (ErbB-1), HER2/c-neu (ErbB-2), Her 3 (ErbB-3) and Her 4 (ErbB-4). Mutations affecting EGFR expression or activity could result in cancer.The type III EGF deletion mutant receptor (EGFRvIII) is the most common mutation and was first identified in primary human glioblastoma tumors. This tumor-specific antigen is ligand-independent, contains a constitutively active tyrosine kinase domain, and has been shown to be present in a number of human malignancies. EGFRvIII has been selected as a target for CAR-modified T-cell studies in recent years./r/n
https://www.acrobiosystems.com/P6374-Biotinylated-Human-EphA2-Protein-HisAvitag%E2%84%A2-%28MALS-verified%29.html | Biotinylated Human EphA2 Protein, His,Avitag™ (MALS verified) | SDS-PAGE11-34-0-0-0.jpg | SEC-MALS11-34-0-0-0.jpg | Bioactivity11-34-0-0-0.jpg | EphA2/r/n | Biotinylated Human EphA2 Protein, His,Avitag(EP2-H82E4) is expressed from human 293 cells (HEK293). It contains AA Ala 24 - Asn 534 (Accession # P29317 )./r/nPredicted N-terminus: Ala 24/r/n | This protein carries a polyhistidine tag at the C-terminus, followed by an Avi tag (Avitag™)The protein has a calculated MW of 59.8 kDa. The protein migrates as 60-66 kDa under reducing (R) condition (SDS-PAGE) due to glycosylation./r/n | Biotinylation of this product is performed using Avitag™ technology. Briefly, the single lysine residue in the Avitag is enzymatically labeled with biotin./r/n | Passed as determined by the HABA assay / binding ELISA./r/n | Less than 1.0 EU per μg by the LAL method./r/n | >90% as determined by SDS-PAGE. >95% as determined by SEC-MALS./r/n | Lyophilized from 0.22 μm filtered solution in PBS, pH7.4 with trehalose as protectant. Contact us for customized product form or formulation./r/n | Please see Certificate of Analysis for specific instructions.For best performance, we strongly recommend you to follow the reconstitution protocol provided in the CoA./r/n | For long term storage, the product should be stored at lyophilized state at -20°C or lower.Please avoid repeated freeze-thaw cycles. This product is stable after storage at: -20°C to -70°C for 12 months in lyophilized state; -70°C for 3 months under sterile conditions after reconstitution./r/n | SDS-PAGEBiotinylated Human EphA2 Protein, His,Avitag on SDS-PAGE under reducing (R) condition. The gel was stained with Coomassie Blue. The purity of the protein is greater than 90%. | SEC-MALSThe purity of Biotinylated Human EphA2 Protein, His,Avitag (Cat. No. EP2-H82E4) is more than 95% and the molecular weight of this protein is around 55-70 kDa verified by SEC-MALS.Report | Bioactivity-ELISAImmobilized Biotinylated Human EphA2 Protein, His,Avitag (Cat. No. EP2-H82E4) at 1 μg/mL (100 μL/well) on streptavidin (Cat. No. STN-N5116) precoated (0.5 μg/well) plate can bind Human Ephrin-A1, Fc Tag (Cat. No. EF1-H5251) with a linear range of 0.1-1 ng/mL (QC tested).Protocol | Receptor tyrosine kinase which binds promiscuously membrane-bound ephrin-A family ligands residing on adjacent cells, leading to contact-dependent bidirectional signaling into neighboring cells. The signaling pathway downstream of the receptor is referred to as forward signaling while the signaling pathway downstream of the ephrin ligand is referred to as reverse signaling. Activated by the ligand ephrin-A1/EF1 regulates migration, integrin-mediated adhesion, proliferation and differentiation of cells. Regulates cell adhesion and differentiation through DSG1/desmoglein-1 and inhibition of the ERK1/ERK2 (MAPK3/MAPK1, respectively) signaling pathway. Engaged by the ligand ephrin-A5/EF5 may regulate lens fiber cells shape and interactions and be important for lens transparency development and maintenance. With ephrin-A2/EF2 may play a role in bone remodeling through regulation of osteoclastogenesis and osteoblastogenesis./r/n
https://www.acrobiosystems.com/P3037-Human-EphA4-Protein-His-Tag.html | Human EphA4 Protein, His Tag | SDS-PAGE11-35-0-0-0.jpg |  | Bioactivity11-35-0-0-0.jpg | EphA4,HEK8,SEK,TYRO1,EK8/r/n | Human EphA4, His Tag(EP4-H52H8) is expressed from human 293 cells (HEK293). It contains AA Val 20 - Thr 547 (Accession # P54764-1 )./r/nPredicted N-terminus: Val 20/r/n | This protein carries a polyhistidine tag at the C-terminus.The protein has a calculated MW of 60.3 kDa. The protein migrates as 65-80 kDa under reducing (R) condition (SDS-PAGE) due to glycosylation./r/n |  |  | Less than 1.0 EU per μg by the LAL method./r/n | >95% as determined by SDS-PAGE./r/n | Lyophilized from 0.22 μm filtered solution in PBS, pH7.4 with trehalose as protectant. Contact us for customized product form or formulation./r/n | Please see Certificate of Analysis for specific instructions.For best performance, we strongly recommend you to follow the reconstitution protocol provided in the CoA./r/n | For long term storage, the product should be stored at lyophilized state at -20°C or lower.Please avoid repeated freeze-thaw cycles. This product is stable after storage at: -20°C to -70°C for 12 months in lyophilized state; -70°C for 3 months under sterile conditions after reconstitution./r/n | SDS-PAGEHuman EphA4, His Tag on SDS-PAGE under reducing (R) condition. The gel was stained with Coomassie Blue. The purity of the protein is greater than 95%. |  | Bioactivity-ELISAImmobilized Human EphA4, His Tag (Cat. No. EP4-H52H8) at 5 μg/mL (100 μL/well) can bind Human Ephrin-A4, Fc Tag (Cat. No. EA4-H5250) with a linear range of 0.6-5 ng/mL (QC tested).Protocol | Receptor tyrosine kinase which binds promiscuously membrane-bound ephrin-A family ligands residing on adjacent cells, leading to contact-dependent bidirectional signaling into neighboring cells. The signaling pathway downstream of the receptor is referred to as forward signaling while the signaling pathway downstream of the ephrin ligand is referred to as reverse signaling. Activated by the ligand ephrin-A1/EFNA1 regulates migration, integrin-mediated adhesion, proliferation and differentiation of cells. Regulates cell adhesion and differentiation through DSG1/desmoglein-1 and inhibition of the ERK1/ERK2 (MAPK3/MAPK1, respectively) signaling pathway. Engaged by the ligand ephrin-A5/EFNA5 may regulate lens fiber cells shape and interactions and be important for lens transparency development and maintenance. With ephrin-A2/EFNA2 may play a role in bone remodeling through regulation of osteoclastogenesis and osteoblastogenesis./r/n
https://www.acrobiosystems.com/P5671-Human-EphA5-Protein-His-Tag-%28MALS--SPR-verified%29.html | Human EphA5 Protein, His Tag (MALS & SPR verified) | SDS-PAGE11-36-0-0-0.jpg | SEC-MALS11-36-0-0-0.jpg | Bioactivity11-36-0-0-0.jpg | Ephrin type-A receptor 5/r/n | Human EphA5, His Tag(EP5-H52H5) is expressed from human 293 cells (HEK293). It contains AA Pro 25 - Pro 573 (Accession # P54756-1 )./r/nPredicted N-terminus: Pro 25/r/n | This protein carries a polyhistidine tag at the C-terminusThe protein has a calculated MW of 62.7 kDa. The protein migrates as 70-80 kDa under reducing (R) condition (SDS-PAGE) due to glycosylation./r/n |  |  | Less than 1.0 EU per μg by the LAL method./r/n | >95% as determined by SDS-PAGE. >95% as determined by SEC-MALS./r/n | Lyophilized from 0.22 μm filtered solution in PBS, pH7.4 with trehalose as protectant. Contact us for customized product form or formulation./r/n | Please see Certificate of Analysis for specific instructions.For best performance, we strongly recommend you to follow the reconstitution protocol provided in the CoA./r/n | For long term storage, the product should be stored at lyophilized state at -20°C or lower.Please avoid repeated freeze-thaw cycles. This product is stable after storage at: -20°C to -70°C for 12 months in lyophilized state; -70°C for 3 months under sterile conditions after reconstitution./r/n | SDS-PAGEHuman EphA5, His Tag on SDS-PAGE under reducing (R) condition. The gel was stained with Coomassie Blue. The purity of the protein is greater than 95%. | SEC-MALSThe purity of Human EphA5, His Tag (Cat. No. EP5-H52H5) is more than 95% and the molecular weight of this protein is around 65-80 kDa verified by SEC-MALS.Report |  | Receptor tyrosine kinase which binds promiscuously membrane-bound ephrin-A family ligands residing on adjacent cells, leading to contact-dependent bidirectional signaling into neighboring cells. The signaling pathway downstream of the receptor is referred to as forward signaling while the signaling pathway downstream of the ephrin ligand is referred to as reverse signaling. Activated by the ligand ephrin-A1/EF1 regulates migration, integrin-mediated adhesion, proliferation and differentiation of cells. Regulates cell adhesion and differentiation through DSG1/desmoglein-1 and inhibition of the ERK1/ERK2 (MAPK3/MAPK1, respectively) signaling pathway. Engaged by the ligand ephrin-A5/EF5 may regulate lens fiber cells shape and interactions and be important for lens transparency development and maintenance./r/n | [10 empty] | Bioactivity-SPRHuman Ephrin-A3, Fc Tag (Cat. No. EA3-H5258) captured on CM5 chip via Anti-human IgG Fc antibodies surface can bind Human EphA5, His Tag (Cat. No. EP5-H52H5) with an affinity constant of 0.576 μM as determined in a SPR assay (Biacore 8K) (QC tested).Protocol
https://www.acrobiosystems.com/P5581-Human-EphA10-Protein-His-Tag.html | Human EphA10 Protein, His Tag | SDS-PAGE11-37-0-0-0.jpg |  | Bioactivity11-37-0-0-0.jpg | Ephrin type-A receptor 10/r/n | Human EphA10, His Tag(EP0-H52H3) is expressed from human 293 cells (HEK293). It contains AA Pro 27 - Pro 564 (Accession # Q5JZY3-1 )./r/nPredicted N-terminus: Pro 27/r/n | This protein carries a polyhistidine tag at the C-terminus.The protein has a calculated MW of 60.2 kDa. The protein migrates as 65-75 kDa under reducing (R) condition (SDS-PAGE) due to glycosylation./r/n |  |  | Less than 1.0 EU per μg by the LAL method./r/n | >90% as determined by SDS-PAGE./r/n | Lyophilized from 0.22 μm filtered solution in PBS, pH7.4 with trehalose as protectant. Contact us for customized product form or formulation./r/n | Please see Certificate of Analysis for specific instructions.For best performance, we strongly recommend you to follow the reconstitution protocol provided in the CoA./r/n | For long term storage, the product should be stored at lyophilized state at -20°C or lower.Please avoid repeated freeze-thaw cycles. This product is stable after storage at: -20°C to -70°C for 12 months in lyophilized state; -70°C for 3 months under sterile conditions after reconstitution./r/n | SDS-PAGEHuman EphA10, His Tag on SDS-PAGE under reducing (R) condition. The gel was stained with Coomassie Blue. The purity of the protein is greater than 90%. |  | Bioactivity-ELISAImmobilized Human EphA10, His Tag (Cat. No. EP0-H52H3) at 5 μg/mL (100 μL/well) can bind Human Ephrin-A3, Fc Tag (Cat. No. EA3-H5258) with a linear range of 0.1-2 ng/mL (QC tested).ProtocolImmobilized Human Ephrin-A3, Fc Tag (Cat. No. EA3-H5258) at 5 μg/mL (100 μL/well) can bind Human EphA10, His Tag (Cat. No. EP0-H52H3) with a linear range of 0.005-0.313 μg/mL (Routinely tested).Protocol | At present, the proportion of breast cancer, cervical cancer and ovarian cancer in the occurrence of tumors that cause women's death has remained high. EPHA10 belongs to the EPH family, which is the largest known tyrosine kinase family, with 16 members. These members play a normal physiological function after interacting with their ligand Ephrin, and have been studied in sugar metabolism, new tissue construction, angiogenesis and other aspects. EPHA10 gene is located in 1p34 and mainly expressed in testis./r/n
https://www.acrobiosystems.com/P1667-Biotinylated-Human-EphB4-Protein-His-Tag-ultra-sensitivity-%28primary-amine-labeling%29.html | Biotinylated Human EphB4 Protein, His Tag, ultra sensitivity (primary amine labeling) | SDS-PAGE11-38-0-0-0.jpg |  |  | EphB4,HTK,MYK1,TYRO11/r/n | MABSol® Biotinylated Human EphB4, His Tag, primary amine labeling (EP4-H8229) is expressed from human HEK293 cells. It contains AA Leu 16 - Ala 539 (Accession # NP_004435.3). It is the biotinylated form of Human EphB4, His Tag (EP4-H5229)./r/nPredicted N-terminus: Leu 16/r/n | This protein carries a polyhistidine tag at the C-terminus.The protein has a calculated MW of 57.9 kDa. The protein migrates as 62-75 kDa under reducing (R) condition (SDS-PAGE) due to glycosylation./r/n |  |  | Less than 1.0 EU per μg by the LAL method./r/n | >97% as determined by SDS-PAGE./r/n | Lyophilized from 0.22 μm filtered solution in PBS, pH7.4. Normally trehalose is added as protectant before lyophilization.Contact us for customized product form or formulation./r/n | Please see Certificate of Analysis for specific instructions.For best performance, we strongly recommend you to follow the reconstitution protocol provided in the CoA./r/n | For long term storage, the product should be stored at lyophilized state at -20°C or lower.Please avoid repeated freeze-thaw cycles./r/n | SDS-PAGEBiotinylated Human EphB4, His Tag, primary amine labeling on SDS-PAGE under reducing (R) condition. The gel was stained with Coomassie Blue. The purity of the protein is greater than 97%. |  |  | Ephrin type-B receptor 4(EPHB4) is also known as HTK, MYK1 and TYRO11,is a member of Eph family. The Eph family of receptors are divided into 2 groups based on the similarity of their extracellular domain sequences and their affinities for binding ephrin-A and ephrin-B ligands. Ephrin receptors make up the largest subgroup of the receptor tyrosine kinase (RTK) family. The protein encoded by EPHB4 binds to Ephrin-B2 and plays an essential role in vascular development. EPHB4 and its ligand ephrin-B2 are specifically expressed on venous and arterial endothelial cells, respectively, and play an essential role in vascular development via bidirectional signals. The forward EPHB4 signaling inhibits cell adhesion, chemotaxis, angiogenesis and tumor growth. Incontrast, the reverse Ephrin-B2 signaling exerts the opposite effect. It has been reported that aberrant expression of EPHB4 is associated with prostate cancer and highly malignant breast cancers, accordingly, EPHB4 has potential application as a therapeutic candidate./r/n | [12 empty] | The primary amines in the side chains of lysine residues and the N-terminus of the protein are conjugated with biotins using standard chemical labeling method. A standard biotin reagent (13.5 angstroms) is used in this product./r/n | Passed as determined by the HABA assay / binding ELISA./r/n
https://www.acrobiosystems.com/P274-Human-EphB4-Protein-His-Tag.html | Human EphB4 Protein, His Tag | SDS-PAGE11-39-0-0-0.jpg |  |  | EphB4,HTK,MYK1,TYRO11/r/n | Human EphB4, His Tag (EP4-H5229) is expressed from human 293 cells (HEK293). It contains AA Leu 16 - Ala 539 (Accession # NP_004435.3)./r/nPredicted N-terminus: Leu 16/r/n | This protein carries a polyhistidine tag at the C-terminus.The protein has a calculated MW of 57.9 kDa. The protein migrates as 65-75 kDa under reducing (R) condition (SDS-PAGE) due to glycosylation./r/n |  |  | Less than 1.0 EU per μg by the LAL method./r/n | >97% as determined by SDS-PAGE./r/n | Lyophilized from 0.22 μm filtered solution in PBS, pH7.4. Normally trehalose is added as protectant before lyophilization.Contact us for customized product form or formulation./r/n | Please see Certificate of Analysis for specific instructions.For best performance, we strongly recommend you to follow the reconstitution protocol provided in the CoA./r/n | For long term storage, the product should be stored at lyophilized state at -20°C or lower.Please avoid repeated freeze-thaw cycles./r/n | SDS-PAGEHuman EphB4, His Tag on SDS-PAGE under reducing (R) condition. The gel was stained with Coomassie Blue. The purity of the protein is greater than 97%. |  |  | Ephrin type-B receptor 4(EPHB4) is also known as HTK, MYK1 and TYRO11,is a member of Eph family. The Eph family of receptors are divided into 2 groups based on the similarity of their extracellular domain sequences and their affinities for binding ephrin-A and ephrin-B ligands. Ephrin receptors make up the largest subgroup of the receptor tyrosine kinase (RTK) family. The protein encoded by EPHB4 binds to Ephrin-B2 and plays an essential role in vascular development. EPHB4 and its ligand ephrin-B2 are specifically expressed on venous and arterial endothelial cells, respectively, and play an essential role in vascular development via bidirectional signals. The forward EPHB4 signaling inhibits cell adhesion, chemotaxis, angiogenesis and tumor growth. Incontrast, the reverse Ephrin-B2 signaling exerts the opposite effect. It has been reported that aberrant expression of EPHB4 is associated with prostate cancer and highly malignant breast cancers, accordingly, EPHB4 has potential application as a therapeutic candidate./r/n |  | /r/n
https://www.acrobiosystems.com/P212-Human-FGF-R1--CD331-Protein-His-Tag-%28SPR-verified%29.html | Human FGF R1 / CD331 Protein, His Tag (SPR verified) | SDS-PAGE11-40-0-0-0.jpg |  | Bioactivity11-40-0-0-0.jpg | FGFR1,BFGFR,CD331,CEK,FGFBR,FLG,HBGFR,N-SAM,FLT2,H2,KAL2,FLJ14326/r/n | Human FGF R1, His Tag(FG1-H5223) is expressed from human 293 cells (HEK293). It contains AA Arg 22 - Ile 376 (Accession # P11362-7 )./r/nPredicted N-terminus: Arg 22/r/n | This protein carries a polyhistidine tag at the C-terminusThe protein has a calculated MW of 41.2 kDa. The protein migrates as 60-90 kDa under reducing (R) condition (SDS-PAGE) due to glycosylation./r/n |  |  | Less than 1.0 EU per μg by the LAL method./r/n | >95% as determined by SDS-PAGE./r/n | Lyophilized from 0.22 μm filtered solution in PBS, pH7.4 with trehalose as protectant. Contact us for customized product form or formulation./r/n | Please see Certificate of Analysis for specific instructions.For best performance, we strongly recommend you to follow the reconstitution protocol provided in the CoA./r/n | For long term storage, the product should be stored at lyophilized state at -20°C or lower.Please avoid repeated freeze-thaw cycles. This product is stable after storage at: -20°C to -70°C for 12 months in lyophilized state; -70°C for 3 months under sterile conditions after reconstitution./r/n | SDS-PAGEHuman FGF R1, His Tag on SDS-PAGE under reducing (R) condition. The gel was stained with Coomassie Blue. The purity of the protein is greater than 95%. |  |  | Fibroblast growth factor receptor 1 (FGFR1) is also known as basic fibroblast growth factor receptor 1(BFGFR1), FMS-like tyrosine kinase, CD331, and is a receptor tyrosine kinase whose ligands are specific members of the fibroblast growth factor family. This protein is one of several fibroblast growth factor receptors, which are related proteins that are involved in important processes such as cell division, regulation of cell growth and maturation, formation of blood vessels, wound healing, and embryonic development.The FGFR1 protein spans the cell membrane, so that one end of the protein remains inside the cell and the other end projects from the outer surface of the cell. This positioning allows the FGFR1 protein to interact with specific growth factors outside the cell and to receive signals that help the cell respond to its environment. When growth factors attach to the FGFR1 protein, the receptor triggers a cascade of chemical reactions inside the cell that instruct the cell to undergo certain changes, such as maturing to take on specialized functions. The FGFR1 protein is thought to play an important role in the development of the nervous system. This protein may also help regulate the growth of long bones, such as the large bones in the arms and legs./r/n | [10 empty] | Bioactivity-SPRHuman FGF R1, His Tag (Cat. No. FG1-H5223) captured on CM5 chip via anti-His antibody can bind Human FGF acidic, Tag Free (Cat. No. AFF-H4116) with an affinity constant of 55.9 nM as determined in a SPR assay (Biacore 8K) (QC tested).Protocol
https://www.acrobiosystems.com/P4592-Cynomolgus-FGF-R2-%28IIIb%29-protein-His-Tag.html | Cynomolgus FGF R2 (IIIb) protein, His Tag | SDS-PAGE11-41-0-0-0.jpg | SEC-MALS11-41-0-0-0.jpg |  | FGF R2 (IIIb),FGFR2B,FGFR2/r/n | Cynomolgus FGFR2 (IIIb), His Tag (FGB-C52H6) is expressed from human 293 cells (HEK293). It contains AA Pro 154 - Lys 368 (Accession # A0A2K5TL84-1)./r/nPredicted N-terminus: Pro 154/r/n | This protein carries a polyhistidine tag at the C-terminus.The protein has a calculated MW of 25.9 kDa. The protein migrates as 42-55 kDa under reducing (R) condition (SDS-PAGE) due to glycosylation./r/n |  |  | Less than 1.0 EU per μg by the LAL method./r/n | >95% as determined by SDS-PAGE. >90% as determined by SEC-MALS./r/n | Lyophilized from 0.22 μm filtered solution in PBS, pH7.4. Normally trehalose is added as protectant before lyophilization.Contact us for customized product form or formulation./r/n | Please see Certificate of Analysis for specific instructions.For best performance, we strongly recommend you to follow the reconstitution protocol provided in the CoA./r/n | For long term storage, the product should be stored at lyophilized state at -20°C or lower.Please avoid repeated freeze-thaw cycles./r/n | SDS-PAGECynomolgus FGFR2 (IIIb), His Tag on SDS-PAGE under reducing (R) condition. The gel was stained with Coomassie Blue. The purity of the protein is greater than 95%. | SEC-MALSThe purity of Cynomolgus FGFR2 (IIIb), His Tag (Cat. No. FGB-C52H6) is more than 90% and the molecular weight of this protein is around 34-51 kDa verified by SEC-MALS.Report |  | Tyrosine-protein kinase that acts as cell-surface receptor for fibroblast growth factors and plays an essential role in the regulation of cell proliferation, differentiation, migration and apoptosis, and in the regulation of embryonic development. Required for normal embryonic patterning, trophoblast function, limb bud development, lung morphogenesis, osteogenesis and skin development. Plays an essential role in the regulation of osteoblast differentiation, proliferation and apoptosis, and is required for normal skeleton development. Promotes cell proliferation in keratinocytes and immature osteoblasts, but promotes apoptosis in differentiated osteoblasts. Phosphorylates PLCG1, FRS2 and PAK4. Ligand binding leads to the activation of several signaling cascades. Activation of PLCG1 leads to the production of the cellular signaling molecules diacylglycerol and inositol 1,4,5-trisphosphate. Phosphorylation of FRS2 triggers recruitment of GRB2, GAB1, PIK3R1 and SOS1, and mediates activation of RAS, MAPK1/ERK2, MAPK3/ERK1 and the MAP kinase signaling pathway, as well as of the AKT1 signaling pathway. FGFR2 signaling is down-regulated by ubiquitination, internalization and degradation. Mutations that lead to constitutive kinase activation or impair normal FGFR2 maturation, internalization and degradation lead to aberrant signaling. Over-expressed FGFR2 promotes activation of STAT1./r/n
https://www.acrobiosystems.com/P4282-Human-FGF-R2-%28IIIb%29-protein-Fc-Tag-%28MALS-verified%29.html | Human FGF R2 (IIIb) protein, Fc Tag (MALS verified) | SDS-PAGE11-42-0-0-0.jpg | SEC-MALS11-42-0-0-0.jpg | Bioactivity11-42-0-0-0.jpg | FGF R2 (IIIb),FGFR2B,FGFR2/r/n | Human FGF R2 (IIIb), Fc Tag (FGB-H5256) is expressed from human 293 cells (HEK293). It contains AA Pro 154 - Leu 358 (Accession # P21802-3)./r/nPredicted N-terminus: Pro 154/r/n | This protein carries a human IgG1 Fc tag at the C-terminus.The protein has a calculated MW of 49.4 kDa. The protein migrates as 65-90 kDa under reducing (R) condition (SDS-PAGE) due to glycosylation./r/n |  |  | Less than 1.0 EU per μg by the LAL method./r/n | >95% as determined by SDS-PAGE. >90% as determined by SEC-MALS./r/n | Lyophilized from 0.22 μm filtered solution in 50 mM Tris, 100 mM Glycine, 25 mM Arginine, 150 mM NaCl, pH7.5. Normally trehalose is added as protectant before lyophilization.Contact us for customized product form or formulation./r/n | Please see Certificate of Analysis for specific instructions.For best performance, we strongly recommend you to follow the reconstitution protocol provided in the CoA./r/n | For long term storage, the product should be stored at lyophilized state at -20°C or lower.Please avoid repeated freeze-thaw cycles./r/n | SDS-PAGEHuman FGF R2 (IIIb), Fc Tag on SDS-PAGE under reducing (R) condition. The gel was stained with Coomassie Blue. The purity of the protein is greater than 95%. | SEC-MALSThe purity of Human FGF R2 (IIIb), Fc Tag (Cat. No. FGB-H5256) is more than 90% and the molecular weight of this protein is around 119-145 kDa verified by SEC-MALS.Report | Bioactivity-ELISAImmobilized Human FGF basic, premium grade (Cat. No. BFF-H4117) at 5 μg/mL (100 μL/well) can bind Human FGF R2 (IIIb), Fc Tag (Cat. No. FGB-H5256) with a linear range of 1-16 ng/mL (QC tested).ProtocolImmobilized Biotinylated Human FGF basic, Avitag,His Tag (Cat. No. FGC-H81E3) at 1 μg/mL (100 μL/well) on streptavidin (Cat. No. STN-N5116) precoated (0.5 μg/well) plate can bind Human FGF R2 (IIIb), Fc Tag (Cat. No. FGB-H5256) with a linear range of 2-31 ng/mL (Routinely tested).Protocol | Tyrosine-protein kinase that acts as cell-surface receptor for fibroblast growth factors and plays an essential role in the regulation of cell proliferation, differentiation, migration and apoptosis, and in the regulation of embryonic development. Required for normal embryonic patterning, trophoblast function, limb bud development, lung morphogenesis, osteogenesis and skin development. Plays an essential role in the regulation of osteoblast differentiation, proliferation and apoptosis, and is required for normal skeleton development. Promotes cell proliferation in keratinocytes and immature osteoblasts, but promotes apoptosis in differentiated osteoblasts. Phosphorylates PLCG1, FRS2 and PAK4. Ligand binding leads to the activation of several signaling cascades. Activation of PLCG1 leads to the production of the cellular signaling molecules diacylglycerol and inositol 1,4,5-trisphosphate. Phosphorylation of FRS2 triggers recruitment of GRB2, GAB1, PIK3R1 and SOS1, and mediates activation of RAS, MAPK1/ERK2, MAPK3/ERK1 and the MAP kinase signaling pathway, as well as of the AKT1 signaling pathway. FGFR2 signaling is down-regulated by ubiquitination, internalization and degradation. Mutations that lead to constitutive kinase activation or impair normal FGFR2 maturation, internalization and degradation lead to aberrant signaling. Over-expressed FGFR2 promotes activation of STAT1./r/n
https://www.acrobiosystems.com/P3659-Mouse-FGF-R2-%28IIIb%29-protein-His-Tag.html | Mouse FGF R2 (IIIb) protein, His Tag | SDS-PAGE11-43-0-0-0.jpg |  | Bioactivity11-43-0-0-0.jpg | FGF R2 (IIIb),FGFR2B,FGFR2/r/n | Mouse FGFR2 (IIIb), His Tag (FGB-M52H5) is expressed from human 293 cells (HEK293). It contains AA Pro 39 - Leu 243 (Accession # P21803-2)./r/nPredicted N-terminus: Pro 39/r/n | This protein carries a polyhistidine tag at the C-terminus.The protein has a calculated MW of 24.8 kDa. The protein migrates as 40-60 kDa under reducing (R) condition (SDS-PAGE) due to glycosylation./r/n |  |  | Less than 1.0 EU per μg by the LAL method./r/n | >90% as determined by SDS-PAGE./r/n | Lyophilized from 0.22 μm filtered solution in PBS, pH7.4. Normally trehalose is added as protectant before lyophilization.Contact us for customized product form or formulation./r/n | Please see Certificate of Analysis for specific instructions.For best performance, we strongly recommend you to follow the reconstitution protocol provided in the CoA./r/n | For long term storage, the product should be stored at lyophilized state at -20°C or lower.Please avoid repeated freeze-thaw cycles./r/n | SDS-PAGEMouse FGFR2 (IIIb), His Tag on SDS-PAGE under reducing (R) condition. The gel was stained with Coomassie Blue. The purity of the protein is greater than 90%. |  | Bioactivity-ELISAImmobilized Mouse FGFR2 (IIIb), His Tag (Cat. No. FGB-M52H5) at 5 μg/mL (100 μL/well) can bind Biotinylated Human FGF basic, Avitag,His Tag (Cat. No. FGC-H81E3) with a linear range of 0.039-0.625 μg/mL (QC tested).Protocol | Tyrosine-protein kinase that acts as cell-surface receptor for fibroblast growth factors and plays an essential role in the regulation of cell proliferation, differentiation, migration and apoptosis, and in the regulation of embryonic development. Required for normal embryonic patterning, trophoblast function, limb bud development, lung morphogenesis, osteogenesis and skin development. Plays an essential role in the regulation of osteoblast differentiation, proliferation and apoptosis, and is required for normal skeleton development. Promotes cell proliferation in keratinocytes and immature osteoblasts, but promotes apoptosis in differentiated osteoblasts. Phosphorylates PLCG1, FRS2 and PAK4. Ligand binding leads to the activation of several signaling cascades. Activation of PLCG1 leads to the production of the cellular signaling molecules diacylglycerol and inositol 1,4,5-trisphosphate. Phosphorylation of FRS2 triggers recruitment of GRB2, GAB1, PIK3R1 and SOS1, and mediates activation of RAS, MAPK1/ERK2, MAPK3/ERK1 and the MAP kinase signaling pathway, as well as of the AKT1 signaling pathway. FGFR2 signaling is down-regulated by ubiquitination, internalization and degradation. Mutations that lead to constitutive kinase activation or impair normal FGFR2 maturation, internalization and degradation lead to aberrant signaling. Over-expressed FGFR2 promotes activation of STAT1./r/n
https://www.acrobiosystems.com/P3619-Human-FGF-R2-%28IIIb%29-protein-His-Tag-%28MALS-verified%29.html | Human FGF R2 (IIIb) protein, His Tag (MALS verified) | SDS-PAGE11-44-0-0-0.jpg | SEC-MALS11-44-0-0-0.jpg |  | FGF R2 (IIIb),FGFR2B,FGFR2/r/n | Human FGFR2 (IIIb), His Tag (FGB-H5223) is expressed from human 293 cells (HEK293). It contains AA Pro 154 - Leu 358 (Accession # P21802-3)./r/nPredicted N-terminus: Pro 154/r/n | This protein carries a polyhistidine tag at the C-terminus.The protein has a calculated MW of 24.8 kDa. The protein migrates as 38-55 kDa under reducing (R) condition (SDS-PAGE) due to glycosylation./r/n |  |  | Less than 1.0 EU per μg by the LAL method./r/n | >90% as determined by SDS-PAGE./r/n | Lyophilized from 0.22 μm filtered solution in PBS, pH7.4. Normally trehalose is added as protectant before lyophilization.Contact us for customized product form or formulation./r/n | Please see Certificate of Analysis for specific instructions.For best performance, we strongly recommend you to follow the reconstitution protocol provided in the CoA./r/n | For long term storage, the product should be stored at lyophilized state at -20°C or lower.Please avoid repeated freeze-thaw cycles./r/n | SDS-PAGEHuman FGFR2 (IIIb), His Tag on SDS-PAGE under reducing (R) condition. The gel was stained with Coomassie Blue. The purity of the protein is greater than 90%. | SEC-MALSThe purity of Human FGFR2 (IIIb), His Tag(Cat. No. FGB-H5223) is more than 85% and the molecular weight of this protein is around 40-50 kDa verified by SEC-MALS.Report |  | Tyrosine-protein kinase that acts as cell-surface receptor for fibroblast growth factors and plays an essential role in the regulation of cell proliferation, differentiation, migration and apoptosis, and in the regulation of embryonic development. Required for normal embryonic patterning, trophoblast function, limb bud development, lung morphogenesis, osteogenesis and skin development. Plays an essential role in the regulation of osteoblast differentiation, proliferation and apoptosis, and is required for normal skeleton development. Promotes cell proliferation in keratinocytes and immature osteoblasts, but promotes apoptosis in differentiated osteoblasts. Phosphorylates PLCG1, FRS2 and PAK4. Ligand binding leads to the activation of several signaling cascades. Activation of PLCG1 leads to the production of the cellular signaling molecules diacylglycerol and inositol 1,4,5-trisphosphate. Phosphorylation of FRS2 triggers recruitment of GRB2, GAB1, PIK3R1 and SOS1, and mediates activation of RAS, MAPK1/ERK2, MAPK3/ERK1 and the MAP kinase signaling pathway, as well as of the AKT1 signaling pathway. FGFR2 signaling is down-regulated by ubiquitination, internalization and degradation. Mutations that lead to constitutive kinase activation or impair normal FGFR2 maturation, internalization and degradation lead to aberrant signaling. Over-expressed FGFR2 promotes activation of STAT1./r/n
https://www.acrobiosystems.com/P3635-Human-FGF-R2-%28IIIc%29-protein-His-Tag-%28MALS-verified%29.html | Human FGF R2 (IIIc) protein, His Tag (MALS verified) | SDS-PAGE11-45-0-0-0.jpg | SEC-MALS11-45-0-0-0.jpg | Bioactivity11-45-0-0-0.jpg | FGF R2 (IIIc),FGFR2B,FGFR2/r/n | Human FGFR2 (IIIc), His Tag (FGC-H5225) is expressed from human 293 cells (HEK293). It contains AA Pro 154 - Thr 358 (Accession # P21802-1)./r/nPredicted N-terminus: Pro 154/r/n | This protein carries a polyhistidine tag at the C-terminus.The protein has a calculated MW of 24.9 kDa. The protein migrates as 38-55 kDa under reducing (R) condition (SDS-PAGE) due to glycosylation./r/n |  |  | Less than 1.0 EU per μg by the LAL method./r/n | >90% as determined by SDS-PAGE.>90% as determined by SEC-MALS./r/n | Lyophilized from 0.22 μm filtered solution in PBS, pH7.4 . Normally trehalose is added as protectant before lyophilization.Contact us for customized product form or formulation./r/n | Please see Certificate of Analysis for specific instructions.For best performance, we strongly recommend you to follow the reconstitution protocol provided in the CoA./r/n | For long term storage, the product should be stored at lyophilized state at -20°C or lower.Please avoid repeated freeze-thaw cycles./r/n | SDS-PAGEHuman FGFR2 (IIIc), His Tag on SDS-PAGE under reducing (R) condition. The gel was stained with Coomassie Blue. The purity of the protein is greater than 90%. | SEC-MALSThe purity of Human FGFR2 (IIIc), His Tag (Cat. No. FGC-H5225) is more than 90% and the molecular weight of this protein is around 45-55 kDa verified by SEC-MALS.Report | Bioactivity-ELISAImmobilized Human FGFR2 (IIIc), His Tag (Cat. No. FGC-H5225) at 5 μg/mL (100 μL/well) can bind Biotinylated Human FGF basic, Tag Free with a linear range of 0.04-1.25 μg/mL (Routinely tested).Protocol | Tyrosine-protein kinase that acts as cell-surface receptor for fibroblast growth factors and plays an essential role in the regulation of cell proliferation, differentiation, migration and apoptosis, and in the regulation of embryonic development. Required for normal embryonic patterning, trophoblast function, limb bud development, lung morphogenesis, osteogenesis and skin development. Plays an essential role in the regulation of osteoblast differentiation, proliferation and apoptosis, and is required for normal skeleton development. Promotes cell proliferation in keratinocytes and immature osteoblasts, but promotes apoptosis in differentiated osteoblasts. Phosphorylates PLCG1, FRS2 and PAK4. Ligand binding leads to the activation of several signaling cascades. Activation of PLCG1 leads to the production of the cellular signaling molecules diacylglycerol and inositol 1,4,5-trisphosphate. Phosphorylation of FRS2 triggers recruitment of GRB2, GAB1, PIK3R1 and SOS1, and mediates activation of RAS, MAPK1/ERK2, MAPK3/ERK1 and the MAP kinase signaling pathway, as well as of the AKT1 signaling pathway. FGFR2 signaling is down-regulated by ubiquitination, internalization and degradation. Mutations that lead to constitutive kinase activation or impair normal FGFR2 maturation, internalization and degradation lead to aberrant signaling. Over-expressed FGFR2 promotes activation of STAT1./r/n
https://www.acrobiosystems.com/P4698-Human-FGF-R3-%28IIIb%29--FGF-R3B--CD333-Protein-Fc-Tag-%28MALS-verified%29.html | Human FGF R3 (IIIb) / FGF R3B / CD333 Protein, Fc Tag (MALS verified) | SDS-PAGE11-46-0-0-0.jpg | SEC-MALS11-46-0-0-0.jpg | Bioactivity11-46-0-0-0.jpg | FGF R3 (IIIb),FGF R3B,CD333/r/n | Human FGF R3 (IIIb), Fc Tag (FGB-H5259) is expressed from human 293 cells (HEK293). It contains AA Glu 23 - Gly 377 (Accession # P22607-2)./r/nPredicted N-terminus: Glu 23/r/n | This protein carries a human IgG1 Fc tag at the C-terminus.The protein has a calculated MW of 65.0 kDa. The protein migrates as 80-90 kDa under reducing (R) condition (SDS-PAGE) due to glycosylation./r/n |  |  | Less than 1.0 EU per μg by the LAL method./r/n | >95% as determined by SDS-PAGE.>90% as determined by SEC-MALS./r/n | Lyophilized from 0.22 μm filtered solution in PBS, pH7.4. Normally trehalose is added as protectant before lyophilization.Contact us for customized product form or formulation./r/n | Please see Certificate of Analysis for specific instructions.For best performance, we strongly recommend you to follow the reconstitution protocol provided in the CoA./r/n | For long term storage, the product should be stored at lyophilized state at -20°C or lower.Please avoid repeated freeze-thaw cycles./r/n | SDS-PAGEHuman FGF R3 (IIIb), Fc Tag on SDS-PAGE under reducing (R) condition. The gel was stained with Coomassie Blue. The purity of the protein is greater than 95%. | SEC-MALSThe purity of Human FGF R3 (IIIb), Fc Tag (Cat. No. FGB-H5259) is more than 90% and the molecular weight of this protein is around 132-162 kDa verified by SEC-MALS.Report | Bioactivity-ELISAImmobilized Human FGF basic, premium grade (Cat. No. BFF-H4117) at 5 μg/mL (100 μL/well) can bind Human FGF R3 (IIIb), Fc Tag (Cat. No. FGB-H5259) with a linear range of 2-39 ng/mL (QC tested).ProtocolImmobilized Biotinylated Human FGF basic, Avitag,His Tag (Cat. No. FGC-H81E3) at 1 μg/mL (100 μL/well) on streptavidin (Cat. No. STN-N5116) precoated (0.5 μg/well) plate can bind Human FGF R3 (IIIb), Fc Tag (Cat. No. FGB-H5259) with a linear range of 1-39 ng/mL (Routinely tested).Protocol | [11 empty] | Bioactivity-SPRHuman FGF R3 (IIIb), Fc Tag (Cat. No. FGB-H5259) immobilized on CM5 Chip can bind Human FGF acidic, Tag Free (Cat. No. AFF-H4116) with an affinity constant of 5.91 μM as determined in a SPR assay (Biacore 8K) (Routinely tested).Protocol
https://www.acrobiosystems.com/P4008-Human-FGF-R4--CD334-Protein-Fc-Tag-%28MALS--SPR-verified%29.html | Human FGF R4 / CD334 Protein, Fc Tag (MALS & SPR verified) | SDS-PAGE11-47-0-0-0.jpg | SEC-MALS11-47-0-0-0.jpg | Bioactivity11-47-0-0-0.jpg | FGFR4,CD334,JTK2,MGC20292,TKF/r/n | Human FGF R4, Fc Tag(FG4-H5253) is expressed from human 293 cells (HEK293). It contains AA Leu 22 - Asp 369 (Accession # P22455-1 )./r/nPredicted N-terminus: Leu 22/r/n | This protein carries a human IgG1 Fc tag at the C-terminusThe protein has a calculated MW of 65.0 kDa. The protein migrates as 80-100 kDa under reducing (R) condition (SDS-PAGE) due to glycosylation./r/n |  |  | Less than 1.0 EU per μg by the LAL method./r/n | >95% as determined by SDS-PAGE. >90% as determined by SEC-MALS./r/n | Lyophilized from 0.22 μm filtered solution in 50 mM Tris, 100 mM Glycine, 25 mM Arginine, 150 mM NaCl, pH7.5 with trehalose as protectant. Contact us for customized product form or formulation./r/n | Please see Certificate of Analysis for specific instructions.For best performance, we strongly recommend you to follow the reconstitution protocol provided in the CoA./r/n | For long term storage, the product should be stored at lyophilized state at -20°C or lower.Please avoid repeated freeze-thaw cycles. This product is stable after storage at: -20°C to -70°C for 12 months in lyophilized state; -70°C for 3 months under sterile conditions after reconstitution./r/n | SDS-PAGEHuman FGF R4, Fc Tag on SDS-PAGE under reducing (R) condition. The gel was stained with Coomassie Blue. The purity of the protein is greater than 95%. | SEC-MALSThe purity of Human FGF R4, Fc Tag (Cat. No. FG4-H5253) is more than 90% and the molecular weight of this protein is around 145-175 kDa verified by SEC-MALS.Report |  | Fibroblast growth factor receptor 4(FGFR4) is also known as CD334, JTK2, hydroxyaryl-protein kinase, TKF, protein-tyrosine kinase . The FGFR4 gene provides instructions for making a protein called fibroblast growth factor receptor 4. This protein is part of a family of fibroblast growth factor receptors that share similar structures and functions. These receptor proteins play a role in important processes such as cell division, regulating cell growth and maturation, formation of blood vessels, wound healing, and embryo development.The FGFR4 protein interacts with specific growth factors to conduct signals from the environment outside the cell to the nucleus. The nucleus responds to these signals by switching on or off appropriate genes that help the cell adjust to changes in the environment. In response, the cell might divide, move, or mature to take on specialized functions. Although specific functions of FGFR4 remain unclear, studies indicate that the gene is involved in muscle development and the maturation of bone cells in the skull. The FGFR4 gene may also play a role in the development and maintenance of specialized cells (called foveal cones) in the light-sensitive layer (the retina) at the back of the eye./r/n | [10 empty] | Bioactivity-SPRHuman FGF R4, Fc Tag (Cat. No. FG4-H5253) immobilized on CM5 Chip can bind Human FGF-4 Protein, His Tag (Cat. No. FG4-H51H3) with an affinity constant of 1.48 μM as determined in a SPR assay (Biacore 8K) (QC tested).Protocol
https://www.acrobiosystems.com/P2554-Mouse-FGF-R4--CD334-Protein-His-Tag.html | Mouse FGF R4 / CD334 Protein, His Tag | SDS-PAGE11-48-0-0-0.jpg |  | Bioactivity11-48-0-0-0.jpg | FGFR4,CD334,JTK2,MGC20292,TKF/r/n | Mouse FGF R4, His Tag (FG4-M52Ha) is expressed from human 293 cells (HEK293). It contains AA Leu 17 - Asp 366 (Accession # Q03142-1)./r/nPredicted N-terminus: Leu 17/r/n | This protein carries a polyhistidine tag at the C-terminus.The protein has a calculated MW of 40.7 kDa. The protein migrates as 55-67 kDa under reducing (R) condition (SDS-PAGE) due to glycosylation./r/n |  |  | Less than 1.0 EU per μg by the LAL method./r/n | >90% as determined by SDS-PAGE./r/n | Lyophilized from 0.22 μm filtered solution in PBS, pH7.4. Normally trehalose is added as protectant before lyophilization.Contact us for customized product form or formulation./r/n | Please see Certificate of Analysis for specific instructions.For best performance, we strongly recommend you to follow the reconstitution protocol provided in the CoA./r/n | For long term storage, the product should be stored at lyophilized state at -20°C or lower.Please avoid repeated freeze-thaw cycles./r/n | SDS-PAGEMouse FGF R4, His Tag on SDS-PAGE under reducing (R) condition. The gel was stained with Coomassie Blue. The purity of the protein is greater than 90%. |  | Bioactivity-ELISAImmobilized Mouse FGF R4, His Tag (Cat. No. FG4-M52Ha) at 2 μg/mL (100 μL/well) can bind Human FGF-9, Fc Tag (Cat. No. FG9-H4267) with a linear range of 0.156-5 μg/mL (QC tested).Protocol | Fibroblast growth factor receptor 4(FGFR4) is also known as CD334, JTK2, hydroxyaryl-protein kinase, TKF, protein-tyrosine kinase . The FGFR4 gene provides instructions for making a protein called fibroblast growth factor receptor 4. This protein is part of a family of fibroblast growth factor receptors that share similar structures and functions. These receptor proteins play a role in important processes such as cell division, regulating cell growth and maturation, formation of blood vessels, wound healing, and embryo development.The FGFR4 protein interacts with specific growth factors to conduct signals from the environment outside the cell to the nucleus. The nucleus responds to these signals by switching on or off appropriate genes that help the cell adjust to changes in the environment. In response, the cell might divide, move, or mature to take on specialized functions. Although specific functions of FGFR4 remain unclear, studies indicate that the gene is involved in muscle development and the maturation of bone cells in the skull. The FGFR4 gene may also play a role in the development and maintenance of specialized cells (called foveal cones) in the light-sensitive layer (the retina) at the back of the eye./r/n |  | /r/n
https://www.acrobiosystems.com/P213-Human-FGF-R4--CD334-Protein-His-Tag.html | Human FGF R4 / CD334 Protein, His Tag | SDS-PAGE11-49-0-0-0.jpg |  |  | FGFR4,CD334,JTK2,MGC20292,TKF/r/n | Human FGF R4, His Tag(FG4-H5228) is expressed from human 293 cells (HEK293). It contains AA Leu 22 - Asp 369 (Accession # P22455-1 )./r/nPredicted N-terminus: Leu 22/r/n | This protein carries a polyhistidine tag at the C-terminus.The protein has a calculated MW of 39.3 kDa. The protein migrates as 50-70 kDa under reducing (R) condition (SDS-PAGE) due to glycosylation./r/n |  |  | Less than 1.0 EU per μg by the LAL method./r/n | >95% as determined by SDS-PAGE./r/n | Lyophilized from 0.22 μm filtered solution in PBS, pH7.4 with trehalose as protectant. Contact us for customized product form or formulation./r/n | Please see Certificate of Analysis for specific instructions.For best performance, we strongly recommend you to follow the reconstitution protocol provided in the CoA./r/n | For long term storage, the product should be stored at lyophilized state at -20°C or lower.Please avoid repeated freeze-thaw cycles. This product is stable after storage at: -20°C to -70°C for 12 months in lyophilized state; -70°C for 3 months under sterile conditions after reconstitution./r/n | SDS-PAGEHuman FGF R4, His Tag on SDS-PAGE under reducing (R) condition. The gel was stained with Coomassie Blue. The purity of the protein is greater than 95%. |  |  | Fibroblast growth factor receptor 4(FGFR4) is also known as CD334, JTK2, hydroxyaryl-protein kinase, TKF, protein-tyrosine kinase . The FGFR4 gene provides instructions for making a protein called fibroblast growth factor receptor 4. This protein is part of a family of fibroblast growth factor receptors that share similar structures and functions. These receptor proteins play a role in important processes such as cell division, regulating cell growth and maturation, formation of blood vessels, wound healing, and embryo development.The FGFR4 protein interacts with specific growth factors to conduct signals from the environment outside the cell to the nucleus. The nucleus responds to these signals by switching on or off appropriate genes that help the cell adjust to changes in the environment. In response, the cell might divide, move, or mature to take on specialized functions. Although specific functions of FGFR4 remain unclear, studies indicate that the gene is involved in muscle development and the maturation of bone cells in the skull. The FGFR4 gene may also play a role in the development and maintenance of specialized cells (called foveal cones) in the light-sensitive layer (the retina) at the back of the eye./r/n
https://www.acrobiosystems.com/P6710-Cynomolgus-Flt-3--Flk-2-Protein-His-Tag-%28MALS-verified%29.html | Cynomolgus Flt-3 / Flk-2 Protein, His Tag (MALS verified) | SDS-PAGE11-50-0-0-0.jpg | SEC-MALS11-50-0-0-0.jpg |  | Flt-3,Flk-2,STK-1,CD135,FLK2,FLT-3/r/n | Cynomolgus Flt-3 Protein, His Tag(FL3-C52H5) is expressed from human 293 cells (HEK293). It contains AA Gln 28 - Ser 541 (Accession # A0A2K5VQ48 )./r/n | This protein carries a polyhistidine tag at the C-terminusThe protein has a calculated MW of 59.9 kDa. The protein migrates as >85 kDa when calibrated against Star Ribbon Pre-stained Protein Marker under reducing (R) condition (SDS-PAGE) due to glycosylation./r/n |  |  | Less than 1.0 EU per μg by the LAL method./r/n | >90% as determined by SDS-PAGE. >90% as determined by SEC-MALS./r/n | Lyophilized from 0.22 μm filtered solution in PBS, pH7.4 with trehalose as protectant. Contact us for customized product form or formulation./r/n | Please see Certificate of Analysis for specific instructions.For best performance, we strongly recommend you to follow the reconstitution protocol provided in the CoA./r/n | For long term storage, the product should be stored at lyophilized state at -20°C or lower.Please avoid repeated freeze-thaw cycles. This product is stable after storage at: -20°C to -70°C for 12 months in lyophilized state; -70°C for 3 months under sterile conditions after reconstitution./r/n | SDS-PAGECynomolgus Flt-3 Protein, His Tag on SDS-PAGE under reducing (R) condition. The gel was stained with Coomassie Blue. The purity of the protein is greater than 90% (With Star Ribbon Pre-stained Protein Marker). | SEC-MALSThe purity of Cynomolgus Flt-3 Protein, His Tag (Cat. No. FL3-C52H5) is more than 90% and the molecular weight of this protein is around 75-95 kDa verified by SEC-MALS.Report |  | Flt-3(Receptor-type tyrosine-protein kinase FLT3) is also known as FLK-2(Fetal liver kinase-2), STK-1(Stem cell tyrosine kinase 1), CD135. FLT3 is a cytokine receptor which belongs to the receptor tyrosine kinase class III. Tyrosine-protein kinase that acts as cell-surface receptor for the cytokine FLT3LG and regulates differentiation, proliferation and survival of hematopoietic progenitor cells and of dendritic cells. Promotes phosphorylation of SHC1 and AKT1, and activation of the downstream effector MTOR. Promotes activation of RAS signaling and phosphorylation of downstream kinases, including MAPK1/ERK2 and/or MAPK3/ERK1. Mutations that cause constitutive kinase activity promote cell proliferation and resistance to apoptosis via the activation of multiple signaling pathways./r/n
https://www.acrobiosystems.com/P4690-FITC-Labeled-Human-Flt-3--Flk-2-Protein-Fc-Tag.html | FITC-Labeled Human Flt-3 / Flk-2 Protein, Fc Tag | SDS-PAGE11-51-0-0-0.jpg |  | Bioactivity11-51-0-0-0.jpg | Flt-3,Flk-2,STK-1,CD135,FLK2,FLT-3/r/n | FITC-Labeled Human Flt-3, Fc Tag(FL3-HF255) is expressed from human 293 cells (HEK293). It contains AA Asn 27 - Ser 543 (Accession # P36888-1 )./r/nPredicted N-terminus: Asn 27/r/n | This protein carries a human IgG1 Fc tag at the C-terminusThe protein has a calculated MW of 84.8 kDa. The protein migrates as 110-130 kDa and 250 kDa under reducing (R) condition (SDS-PAGE) due to glycosylation./r/n | The primary amines in the side chains of lysine residues and the N-terminus of the protein are conjugated with FITC using standard chemical labeling method. The residual FITC is removed by molecular sieve treatment during purification process./r/n | The FITC to protein molar ratio is 2-4./r/n | Less than 1.0 EU per μg by the LAL method./r/n | >90% as determined by SDS-PAGE./r/n | Lyophilized from 0.22 μm filtered solution in PBS, pH7.4 with trehalose as protectant. Contact us for customized product form or formulation./r/n | Please see Certificate of Analysis for specific instructions.For best performance, we strongly recommend you to follow the reconstitution protocol provided in the CoA./r/n | For long term storage, the product should be stored at lyophilized state at -20°C or lower.Please protect from light and avoid repeated freeze-thaw cycles.This product is stable after storage at: -20°C to -70°C for 12 months in lyophilized state; -70°C for 3 months under sterile conditions after reconstitution./r/n | SDS-PAGEFITC-Labeled Human Flt-3, Fc Tag on SDS-PAGE under reducing (R) condition. The gel was stained with Coomassie Blue. The purity of the protein is greater than 90%. |  | Bioactivity-ELISAImmobilized Human Flt-3 Ligand, premium grade (Cat. No. FLL-H5218) at 1 μg/mL (100 μL/well) can bind FITC-Labeled Human Flt-3, Fc Tag (Cat. No. FL3-HF255) with a linear range of 0.2-13 ng/mL (QC tested).Protocol | Flt-3(Receptor-type tyrosine-protein kinase FLT3) is also known as FLK-2(Fetal liver kinase-2), STK-1(Stem cell tyrosine kinase 1), CD135. FLT3 is a cytokine receptor which belongs to the receptor tyrosine kinase class III. Tyrosine-protein kinase that acts as cell-surface receptor for the cytokine FLT3LG and regulates differentiation, proliferation and survival of hematopoietic progenitor cells and of dendritic cells. Promotes phosphorylation of SHC1 and AKT1, and activation of the downstream effector MTOR. Promotes activation of RAS signaling and phosphorylation of downstream kinases, including MAPK1/ERK2 and/or MAPK3/ERK1. Mutations that cause constitutive kinase activity promote cell proliferation and resistance to apoptosis via the activation of multiple signaling pathways./r/n |  |  |  | FITCExcitation source: 488 nm spectral line, argon-ion laserExcitation Wavelength: 488 nmEmission Wavelength: 535 nm/r/n
https://www.acrobiosystems.com/P4156-Biotinylated-Human-Flt-3--Flk-2-Protein-HisAvitag%E2%84%A2-%28MALS-verified%29.html | Biotinylated Human Flt-3 / Flk-2 Protein, His,Avitag™ (MALS verified) | SDS-PAGE11-52-0-0-0.jpg | SEC-MALS11-52-0-0-0.jpg | Bioactivity11-52-0-0-0.jpg | Flt-3,Flk-2,STK-1,CD135,FLK2,FLT-3/r/n | Biotinylated Human Flt-3, His,Avitag(FL3-H82E3) is expressed from human 293 cells (HEK293). It contains AA Asn 27 - Ser 543 (Accession # P36888-1 )./r/n | This protein carries a polyhistidine tag at the C-terminus, followed by an Avi tag (Avitag™).The protein has a calculated MW of 62.1 kDa. The protein migrates as 80-100 kDa under reducing (R) condition (SDS-PAGE) due to glycosylation./r/n | Biotinylation of this product is performed using Avitag™ technology. Briefly, the single lysine residue in the Avitag is enzymatically labeled with biotin./r/n | Passed as determined by the HABA assay / binding ELISA./r/n | Less than 1.0 EU per μg by the LAL method./r/n | >90% as determined by SDS-PAGE. >90% as determined by SEC-MALS./r/n | Lyophilized from 0.22 μm filtered solution in PBS, pH7.4 with trehalose as protectant. Contact us for customized product form or formulation./r/n | Please see Certificate of Analysis for specific instructions.For best performance, we strongly recommend you to follow the reconstitution protocol provided in the CoA./r/n | For long term storage, the product should be stored at lyophilized state at -20°C or lower.Please avoid repeated freeze-thaw cycles. This product is stable after storage at: -20°C to -70°C for 12 months in lyophilized state; -70°C for 3 months under sterile conditions after reconstitution./r/n | SDS-PAGEBiotinylated Human Flt-3, His,Avitag on SDS-PAGE under reducing (R) condition. The gel was stained with Coomassie Blue. The purity of the protein is greater than 90%. | SEC-MALSThe purity of Biotinylated Human Flt-3, His,Avitag (Cat. No. FL3-H82E3) is more than 90% and the molecular weight of this protein is around 97-119 kDa verified by SEC-MALS.Report | Bioactivity-ELISAImmobilized Human Flt-3 Ligand, His Tag (Cat. No. FLL-H5223) at 1 μg/mL (100 μL/well) can bind Biotinylated Human Flt-3, His,Avitag (Cat. No. FL3-H82E3) with a linear range of 0.039-1.25 μg/mL (QC tested).Protocol | Flt-3(Receptor-type tyrosine-protein kinase FLT3) is also known as FLK-2(Fetal liver kinase-2), STK-1(Stem cell tyrosine kinase 1), CD135. FLT3 is a cytokine receptor which belongs to the receptor tyrosine kinase class III. Tyrosine-protein kinase that acts as cell-surface receptor for the cytokine FLT3LG and regulates differentiation, proliferation and survival of hematopoietic progenitor cells and of dendritic cells. Promotes phosphorylation of SHC1 and AKT1, and activation of the downstream effector MTOR. Promotes activation of RAS signaling and phosphorylation of downstream kinases, including MAPK1/ERK2 and/or MAPK3/ERK1. Mutations that cause constitutive kinase activity promote cell proliferation and resistance to apoptosis via the activation of multiple signaling pathways./r/n
https://www.acrobiosystems.com/P4009-Human-Flt-3--Flk-2-Protein-His-Tag-%28MALS-verified%29.html | Human Flt-3 / Flk-2 Protein, His Tag (MALS verified) | SDS-PAGE11-53-0-0-0.jpg | SEC-MALS11-53-0-0-0.jpg | Bioactivity11-53-0-0-0.jpg | Flt-3,Flk-2,STK-1,CD135,FLK2,FLT-3/r/n | Human Flt-3, His Tag (FL3-H52H6) is expressed from human 293 cells (HEK293). It contains AA Asn 27 - Ser 543 (Accession # P36888-1)./r/n/r/n | This protein carries a polyhistidine tag at the C-terminus.The protein has a calculated MW of 60.4 kDa. The protein migrates as 70-90 kDa under reducing (R) condition (SDS-PAGE) due to glycosylation./r/n |  |  | Less than 1.0 EU per μg by the LAL method./r/n | >95% as determined by SDS-PAGE.>90% as determined by SEC-MALS./r/n | Lyophilized from 0.22 μm filtered solution in PBS, pH7.4. Normally trehalose is added as protectant before lyophilization.Contact us for customized product form or formulation./r/n | Please see Certificate of Analysis for specific instructions.For best performance, we strongly recommend you to follow the reconstitution protocol provided in the CoA./r/n | For long term storage, the product should be stored at lyophilized state at -20°C or lower.Please avoid repeated freeze-thaw cycles./r/n | SDS-PAGEHuman Flt-3, His Tag on SDS-PAGE under reducing (R) condition. The gel was stained with Coomassie Blue. The purity of the protein is greater than 95%. | SEC-MALSThe purity of Human Flt-3, His Tag (Cat. No. FL3-H52H6) is more than 90% and the molecular weight of this protein is around 78-95 kDa verified by SEC-MALS.Report | Bioactivity-ELISAImmobilized ActiveMax Human Flt-3 Ligand, Tag Free (Cat. No. FLL-H5218) at 10 μg/mL (100 μL/well) can bind Human Flt-3, His Tag (Cat. No. FL3-H52H6) with a linear range of 0.078-1.25 μg/mL (QC tested).Protocol | Flt-3(Receptor-type tyrosine-protein kinase FLT3) is also known as FLK-2(Fetal liver kinase-2), STK-1(Stem cell tyrosine kinase 1), CD135. FLT3 is a cytokine receptor which belongs to the receptor tyrosine kinase class III. Tyrosine-protein kinase that acts as cell-surface receptor for the cytokine FLT3LG and regulates differentiation, proliferation and survival of hematopoietic progenitor cells and of dendritic cells. Promotes phosphorylation of SHC1 and AKT1, and activation of the downstream effector MTOR. Promotes activation of RAS signaling and phosphorylation of downstream kinases, including MAPK1/ERK2 and/or MAPK3/ERK1. Mutations that cause constitutive kinase activity promote cell proliferation and resistance to apoptosis via the activation of multiple signaling pathways./r/n
https://www.acrobiosystems.com/P2974-Mouse-Flt-3--Flk-2-Protein-His-Tag.html | Mouse Flt-3 / Flk-2 Protein, His Tag | SDS-PAGE11-54-0-0-0.jpg |  |  | Flt-3,Flk-2,STK-1,CD135,FLK2,FLT-3/r/n | Mouse Flt-3, His Tag (FL3-M52H6) is expressed from human 293 cells (HEK293). It contains AA Asn 28 - Ser 544 (Accession # NP_034359.2)./r/nPredicted N-terminus: Asn 28/r/n | This protein carries a polyhistidine tag at the C-terminus.The protein has a calculated MW of 59.9 kDa. The protein migrates as 70-100 kDa under reducing (R) condition (SDS-PAGE) due to glycosylation./r/n |  |  | Less than 1.0 EU per μg by the LAL method./r/n | >90% as determined by SDS-PAGE./r/n | Lyophilized from 0.22 μm filtered solution in PBS, pH7.4. Normally trehalose is added as protectant before lyophilization.Contact us for customized product form or formulation./r/n | Please see Certificate of Analysis for specific instructions.For best performance, we strongly recommend you to follow the reconstitution protocol provided in the CoA./r/n | For long term storage, the product should be stored at lyophilized state at -20°C or lower.Please avoid repeated freeze-thaw cycles./r/n | SDS-PAGEMouse Flt-3, His Tag on SDS-PAGE under reducing (R) condition. The gel was stained with Coomassie Blue. The purity of the protein is greater than 90%. |  |  | Flt-3(Receptor-type tyrosine-protein kinase FLT3) is also known as FLK-2(Fetal liver kinase-2), STK-1(Stem cell tyrosine kinase 1), CD135. FLT3 is a cytokine receptor which belongs to the receptor tyrosine kinase class III. Tyrosine-protein kinase that acts as cell-surface receptor for the cytokine FLT3LG and regulates differentiation, proliferation and survival of hematopoietic progenitor cells and of dendritic cells. Promotes phosphorylation of SHC1 and AKT1, and activation of the downstream effector MTOR. Promotes activation of RAS signaling and phosphorylation of downstream kinases, including MAPK1/ERK2 and/or MAPK3/ERK1. Mutations that cause constitutive kinase activity promote cell proliferation and resistance to apoptosis via the activation of multiple signaling pathways./r/n |  | /r/n
https://www.acrobiosystems.com/P2859-Human-Flt-3--Flk-2-Protein-Fc-Tag-%28MALS-verified%29.html | Human Flt-3 / Flk-2 Protein, Fc Tag (MALS verified) | SDS-PAGE11-55-0-0-0.jpg | SEC-MALS11-55-0-0-0.jpg | Bioactivity11-55-0-0-0.jpg | Flt-3,Flk-2,STK-1,CD135,FLK2,FLT-3/r/n | Human Flt-3, Fc Tag(FL3-H5258) is expressed from human 293 cells (HEK293). It contains AA Asn 27 - Ser 543 (Accession # P36888-1 )./r/nPredicted N-terminus: Asn 27/r/n | This protein carries a human IgG1 Fc tag at the C-terminus.The protein has a calculated MW of 84.8 kDa. The protein migrates as 100-120 kDa under reducing (R) condition (SDS-PAGE) due to glycosylation./r/n |  |  | Less than 1.0 EU per μg by the LAL method./r/n | >95% as determined by SDS-PAGE. >90% as determined by SEC-MALS./r/n | Lyophilized from 0.22 μm filtered solution in 50 mM Tris, 100 mM Glycine, 25 mM Arginine, 150 mM NaCl, pH7.5 with trehalose as protectant. Contact us for customized product form or formulation./r/n | Please see Certificate of Analysis for specific instructions.For best performance, we strongly recommend you to follow the reconstitution protocol provided in the CoA./r/n | For long term storage, the product should be stored at lyophilized state at -20°C or lower.Please avoid repeated freeze-thaw cycles. This product is stable after storage at: -20°C to -70°C for 12 months in lyophilized state; -70°C for 3 months under sterile conditions after reconstitution./r/n | SDS-PAGEHuman Flt-3, Fc Tag on SDS-PAGE under reducing (R) condition. The gel was stained with Coomassie Blue. The purity of the protein is greater than 95%. | SEC-MALSThe purity of Human Flt-3, Fc Tag (Cat. No. FL3-H5258) is more than 90% and the molecular weight of this protein is around 194-236 kDa verified by SEC-MALS.Report | Bioactivity-ELISAImmobilized Human Flt-3 Ligand, premium grade (Cat. No. FLL-H5218) at 1 μg/mL (100 μL/well) can bind Human Flt-3, Fc Tag (Cat. No. FL3-H5258) with a linear range of 0.1-2 ng/mL (QC tested).Protocol | Flt-3(Receptor-type tyrosine-protein kinase FLT3) is also known as FLK-2(Fetal liver kinase-2), STK-1(Stem cell tyrosine kinase 1), CD135. FLT3 is a cytokine receptor which belongs to the receptor tyrosine kinase class III. Tyrosine-protein kinase that acts as cell-surface receptor for the cytokine FLT3LG and regulates differentiation, proliferation and survival of hematopoietic progenitor cells and of dendritic cells. Promotes phosphorylation of SHC1 and AKT1, and activation of the downstream effector MTOR. Promotes activation of RAS signaling and phosphorylation of downstream kinases, including MAPK1/ERK2 and/or MAPK3/ERK1. Mutations that cause constitutive kinase activity promote cell proliferation and resistance to apoptosis via the activation of multiple signaling pathways./r/n
https://www.acrobiosystems.com/P6896-HER2-IHC-5D5-Kit.html | HER2 IHC 5D5 Kit | [12 empty] | Stored at 2°C to 8°C./r/n |  |  |  | The HER2 receptor is a transmembrane glycoprotein with tyrosine kinase activity. It belongs to the epidermal growth factor receptor family (EGFR/ErbB). These receptors are essential in controlling epithelial cell growth and differentiation. The HER2 IHC 5D5 Kit is a quick assay to detect HER2 across tumors to identify patients eligible for multiple targeted therapies. Kit product are manufactured in a dedicated GMP facility and are compliant with our ISO 13485 quality management system./r/n | [5 empty] | The kit is developed for use in the HER2 protein in the formalin-fixed, paraffin-embedded tissue. It is indicated as an aid in the assessment of HER2 expression in human tissues./r/n |  | Recombinant Monoclonal Anti-HER2 Antibody, Rabbit (5D5)Antibody diluent/r/n | [6 empty] | Assay TypeImmunohistochemistryAnalyteHER2Format2ml/7.5ml/30mlReactivityHumanSpeciesRabbitRegulatory StatusRUOApplicable PlatformLEICA BOND III/r/n | Liquid/r/n
https://www.acrobiosystems.com/P6640-ActiveMax%C2%AE-Human-Her2-%CE%BCBeads-premium-grade-%28for-cells%29.html | ActiveMax® Human Her2 μBeads, premium grade (for cells) |  |  |  |  | ActiveMax® Human Her2 μBeads, premium grade (for cells) are uniform, superparamagnetic beads of 5.5 µm with streptavidin on its surface and coupled with biotinylated Human Her2 Protein, expressed from human 293 cells (HEK293) and contains AA Thr 23 - Thr 652 (Accession # P04626-1 )./r/n |  |  |  | Less than 0.002 EU per μg by the LAL method./r/n |  |  | See Certificate of Analysis (CoA) for detailed instruction./r/n | This product is stable in storage under the following conditions: -20˚C for 12 months in lyophilized state. -70°C for 3 months under sterile conditions after reconstitution.Please avoid repeated freeze-thaw cycles after reconstitution. Immediate use after reconstitution is highly recommended./r/n |  |  |  | ActiveMax® Human Her2 μBeads, premium grade (for cells) are produced under sterile manufacturing conditions (ISO 5) , and no animal- or human-derived components are used throughout the production process. It is produced under our rigorous quality control system that includes a comprehensive set of tests including sterility and endotoxin tests./r/n | [5 empty] | ActiveMax® Human Her2 μBeads, premium grade (for cells) are designed to stimulate in vitro Her2-specific CAR-T cells or UCAR-T cells, similar to the tumor cell lines that express human Her2 antigen. It can be used as follows:Evaluating the characteristics of CAR-T cells or UCAR-T cells.In vitro expansion of Her2-specific CAR-T cells or UCAR-T cells.In vitro enrichment of Her2-specific CAR-T cells or UCAR-T cells. *We also carry ActiveMax® Streptavidin μBeads, premium grade (for cells)(Cat. No. MBS-C009)，and it can be used for convenient preparation of your own sterile protein/antibody coupled beads for cell based assay, cell sorting and other applications. The ActiveMax® Streptavidin μBeads, premium grade can also be used together with other ActiveMax® μBeads, premium grade as Isotype control./r/n |  | ProductSizeAmountActiveMax® Human Her2 μBeads, premium grade (for cells)2.5 mg2.5 × 10⁷ beadsActiveMax® Human Her2 μBeads, premium grade (for cells)10 mg (2.5 mg × 4)1.0 × 10⁸ beads/r/n | [11 empty] | The sterility testing was performed by membrane filtration method./r/n | This product is for research use only and not intended for therapeutic or in vivo diagnostic use./r/n
https://www.acrobiosystems.com/P6602-Recombinant-Monoclonal-Anti-HER2-Antibody-Rabbit-%285D5%29.html | Recombinant Monoclonal Anti-HER2 Antibody, Rabbit (5D5) |  |  |  | ERBB2/r/n | Rabbit/r/n | [7 empty] | Shipped at 4°C. Store at +4°C short term (1-2 weeks). Upon delivery aliquot. Store at -20°C long term. Avoid freeze / thaw cycle./r/n |  |  |  | Protein tyrosine kinase that is part of several cell surface receptor complexes, but that apparently needs a coreceptor for ligand binding. Essential component of a neuregulin-receptor complex, although neuregulins do not interact with it alone./r/n | [5 empty] | IHC/r/n | [9 empty] | Liquid/r/n | [6 empty] | Rabbit/r/n | 5D5/r/n | 1：1000/r/n | Human breast cancer/r/n | Monoclonal/r/n | Cancer Drug Targets/r/n | IgG/r/n
https://www.acrobiosystems.com/P5858-APC-Labeled-Human-Her2--ErbB2-Protein-His-TagStar-Staining.html | APC-Labeled Human Her2 / ErbB2 Protein, His TagStar Staining |  |  |  | ERBB2,CD340,HER-2,neu,HER2,MLN19,NEU,NGL,TKR1/r/n | APC-Labeled Human Her2, His Tag (HE2-HA2H9) is produced via conjugation of APC to Human Her2, His Tag with a new generation site-specific technology under Star Staining labeling platform. Human Her2, His Tag is expressed from human 293 cells (HEK293). It contains AA Thr 23 - Thr 652 (Accession # P04626-1 )./r/nPredicted N-terminus: Thr 23/r/n | This protein carries a polyhistidine tag at the C-terminusThe protein has a calculated MW of 83.9 kDa./r/n |  |  | Less than 1.0 EU per μg by the LAL method./r/n | >90% as determined by SDS-PAGE./r/n | Lyophilized from 0.22 μm filtered solution in PBS, 0.2% BSA, pH7.4 with trehalose as protectant. Contact us for customized product form or formulation./r/n | Please see Certificate of Analysis for specific instructions.For best performance, we strongly recommend you to follow the reconstitution protocol provided in the CoA./r/n | For long term storage, the product should be stored at lyophilized state at -20°C or lower.Please protect from light and avoid repeated freeze-thaw cycles.This product is stable after storage at: -20°C to -70°C for 12 months in lyophilized state; -70°C for 3 months under sterile conditions after reconstitution./r/n |  |  |  | Human Epidermal growth factor Receptor 2 (HER2) is also called ERBB2, HER-2,HER-2 /neu, NEU, NGL,TKR1 and c-erb B2,and is a protein giving higher aggressiveness in breast cancers. It is a member of the ErbB protein family, more commonly known as the epidermal growth factor receptor family. HER2 is a cell membrane surface-bound receptor tyrosine kinase and is normally involved in the signal transduction pathways leading to cell growth and differentiation. HER2 is thought to be an orphan receptor, with none of the EGF family of ligands able to activate it. Approximately 30% of breast cancers have an amplification of the HER2 gene or overexpression of its protein product. Overexpression of this receptor in breast cancer is associated with increased disease recurrence and worse prognosis. HER2 appears to play roles in development, cancer, communication at the neuromuscular junction and regulation of cell growth and differentiation ./r/n |  |  |  | APCExcitation Wavelength: 640 nmEmission Wavelength: 661 nm/r/n
https://www.acrobiosystems.com/P5857-PE-Labeled-Human-Her2--ErbB2-Protein-His-TagStar-Staining.html | PE-Labeled Human Her2 / ErbB2 Protein, His TagStar Staining |  |  |  | ERBB2,CD340,HER-2,neu,HER2,MLN19,NEU,NGL,TKR1/r/n | PE-Labeled Human Her2, His Tag (HE2-HP2H8) is produced via conjugation of PE to Human Her2, His Tag with a new generation site-specific technology under Star Staining labeling platform. Human Her2, His Tag is expressed from human 293 cells (HEK293). It contains AA Thr 23 - Thr 652 (Accession # P04626-1 )./r/nPredicted N-terminus: Thr 23/r/n | This protein carries a polyhistidine tag at the C-terminusThe protein has a calculated MW of 83.9 kDa./r/n |  |  | Less than 1.0 EU per μg by the LAL method./r/n | >90% as determined by SDS-PAGE./r/n | Lyophilized from 0.22 μm filtered solution in PBS, 0.2% BSA, pH7.4 with trehalose as protectant. Contact us for customized product form or formulation./r/n | Please see Certificate of Analysis for specific instructions.For best performance, we strongly recommend you to follow the reconstitution protocol provided in the CoA./r/n | For long term storage, the product should be stored at lyophilized state at -20°C or lower.Please protect from light and avoid repeated freeze-thaw cycles.This product is stable after storage at: -20°C to -70°C for 12 months in lyophilized state; -70°C for 3 months under sterile conditions after reconstitution./r/n |  |  |  | Human Epidermal growth factor Receptor 2 (HER2) is also called ERBB2, HER-2,HER-2 /neu, NEU, NGL,TKR1 and c-erb B2,and is a protein giving higher aggressiveness in breast cancers. It is a member of the ErbB protein family, more commonly known as the epidermal growth factor receptor family. HER2 is a cell membrane surface-bound receptor tyrosine kinase and is normally involved in the signal transduction pathways leading to cell growth and differentiation. HER2 is thought to be an orphan receptor, with none of the EGF family of ligands able to activate it. Approximately 30% of breast cancers have an amplification of the HER2 gene or overexpression of its protein product. Overexpression of this receptor in breast cancer is associated with increased disease recurrence and worse prognosis. HER2 appears to play roles in development, cancer, communication at the neuromuscular junction and regulation of cell growth and differentiation ./r/n |  |  |  | PEExcitation Wavelength: 488 nm / 561 nmEmission Wavelength: 575 nm/r/n
https://www.acrobiosystems.com/P5752-Alexa-Fluor%E2%84%A2-488-Labeled-Human-Her2--ErbB2-Protein-His-TagStar-Staining.html | Alexa Fluor™ 488-Labeled Human Her2 / ErbB2 Protein, His TagStar Staining |  |  |  | ERBB2,CD340,HER-2,neu,HER2,MLN19,NEU,NGL,TKR1/r/n | Alexa Fluor 488-Labeled Human Her2, His Tag (HE2-HA2H3) is produced via conjugation of AF488 to Human Her2, His Tag with a new generation site-specific technology under Star Staining labeling platform. Human Her2, His Tag is expressed from human 293 cells (HEK293). It contains AA Thr 23 - Thr 652 (Accession # P04626-1 )./r/nPredicted N-terminus: Thr 23/r/n | This protein carries a polyhistidine tag at the C-terminusThe protein has a calculated MW of 83.9 kDa./r/n |  |  | Less than 1.0 EU per μg by the LAL method./r/n | >95% as determined by SDS-PAGE./r/n | Lyophilized from 0.22 μm filtered solution in PBS, pH7.4 with trehalose as protectant. Contact us for customized product form or formulation./r/n | Please see Certificate of Analysis for specific instructions.For best performance, we strongly recommend you to follow the reconstitution protocol provided in the CoA./r/n | For long term storage, the product should be stored at lyophilized state at -20°C or lower.Please protect from light and avoid repeated freeze-thaw cycles.This product is stable after storage at: -20°C to -70°C for 12 months in lyophilized state; -70°C for 3 months under sterile conditions after reconstitution./r/n |  |  |  | Human Epidermal growth factor Receptor 2 (HER2) is also called ERBB2, HER-2,HER-2 /neu, NEU, NGL,TKR1 and c-erb B2,and is a protein giving higher aggressiveness in breast cancers. It is a member of the ErbB protein family, more commonly known as the epidermal growth factor receptor family. HER2 is a cell membrane surface-bound receptor tyrosine kinase and is normally involved in the signal transduction pathways leading to cell growth and differentiation. HER2 is thought to be an orphan receptor, with none of the EGF family of ligands able to activate it. Approximately 30% of breast cancers have an amplification of the HER2 gene or overexpression of its protein product. Overexpression of this receptor in breast cancer is associated with increased disease recurrence and worse prognosis. HER2 appears to play roles in development, cancer, communication at the neuromuscular junction and regulation of cell growth and differentiation ./r/n |  |  |  | AF488Excitation Wavelength: 488 nmEmission Wavelength: 517 nm/r/n
https://www.acrobiosystems.com/P5730-Alexa-Fluor%E2%84%A2-555-Labeled-Human-Her2--ErbB2-Protein-His-TagStar-Staining.html | Alexa Fluor™ 555-Labeled Human Her2 / ErbB2 Protein, His TagStar Staining |  |  |  | ERBB2,CD340,HER-2,neu,HER2,MLN19,NEU,NGL,TKR1/r/n | Alexa Fluor 555-Labeled Human Her2, His Tag (HE2-HA2H4) is produced via conjugation of AF555 to Human Her2, His Tag with a new generation site-specific technology under Star Staining labeling platform. Human Her2, His Tag is expressed from human 293 cells (HEK293). It contains AA Thr 23 - Thr 652 (Accession # P04626-1 )./r/nPredicted N-terminus: Thr 23/r/n | This protein carries a polyhistidine tag at the C-terminusThe protein has a calculated MW of 83.9 kDa./r/n |  |  | Less than 1.0 EU per μg by the LAL method./r/n | >95% as determined by SDS-PAGE./r/n | Lyophilized from 0.22 μm filtered solution in PBS, pH7.4 with trehalose as protectant. Contact us for customized product form or formulation./r/n | Please see Certificate of Analysis for specific instructions.For best performance, we strongly recommend you to follow the reconstitution protocol provided in the CoA./r/n | For long term storage, the product should be stored at lyophilized state at -20°C or lower.Please protect from light and avoid repeated freeze-thaw cycles.This product is stable after storage at: -20°C to -70°C for 12 months in lyophilized state; -70°C for 3 months under sterile conditions after reconstitution./r/n |  |  |  | Human Epidermal growth factor Receptor 2 (HER2) is also called ERBB2, HER-2,HER-2 /neu, NEU, NGL,TKR1 and c-erb B2,and is a protein giving higher aggressiveness in breast cancers. It is a member of the ErbB protein family, more commonly known as the epidermal growth factor receptor family. HER2 is a cell membrane surface-bound receptor tyrosine kinase and is normally involved in the signal transduction pathways leading to cell growth and differentiation. HER2 is thought to be an orphan receptor, with none of the EGF family of ligands able to activate it. Approximately 30% of breast cancers have an amplification of the HER2 gene or overexpression of its protein product. Overexpression of this receptor in breast cancer is associated with increased disease recurrence and worse prognosis. HER2 appears to play roles in development, cancer, communication at the neuromuscular junction and regulation of cell growth and differentiation ./r/n |  |  |  | AF555Excitation Wavelength: 561 nmEmission Wavelength: 572 nm/r/n
https://www.acrobiosystems.com/P5729-Alexa-Fluor%E2%84%A2-647-Labeled-Human-Her2--ErbB2-Protein-His-TagStar-Staining.html | Alexa Fluor™ 647-Labeled Human Her2 / ErbB2 Protein, His TagStar Staining |  |  |  | ERBB2,CD340,HER-2,neu,HER2,MLN19,NEU,NGL,TKR1/r/n | Alexa Fluor 647-Labeled Human Her2, His Tag (HE2-HA2H5) is produced via conjugation of AF647 to Human Her2, His Tag with a new generation site-specific technology under Star Staining labeling platform. Human Her2, His Tag is expressed from human 293 cells (HEK293). It contains AA Thr 23 - Thr 652 (Accession # P04626-1 )./r/nPredicted N-terminus: Thr 23/r/n | This protein carries a polyhistidine tag at the C-terminusThe protein has a calculated MW of 83.9 kDa./r/n |  |  | Less than 1.0 EU per μg by the LAL method./r/n | >90% as determined by SDS-PAGE./r/n | Lyophilized from 0.22 μm filtered solution in PBS, pH7.4 with trehalose as protectant. Contact us for customized product form or formulation./r/n | Please see Certificate of Analysis for specific instructions.For best performance, we strongly recommend you to follow the reconstitution protocol provided in the CoA./r/n | For long term storage, the product should be stored at lyophilized state at -20°C or lower.Please protect from light and avoid repeated freeze-thaw cycles.This product is stable after storage at: -20°C to -70°C for 12 months in lyophilized state; -70°C for 3 months under sterile conditions after reconstitution./r/n |  |  |  | Human Epidermal growth factor Receptor 2 (HER2) is also called ERBB2, HER-2,HER-2 /neu, NEU, NGL,TKR1 and c-erb B2,and is a protein giving higher aggressiveness in breast cancers. It is a member of the ErbB protein family, more commonly known as the epidermal growth factor receptor family. HER2 is a cell membrane surface-bound receptor tyrosine kinase and is normally involved in the signal transduction pathways leading to cell growth and differentiation. HER2 is thought to be an orphan receptor, with none of the EGF family of ligands able to activate it. Approximately 30% of breast cancers have an amplification of the HER2 gene or overexpression of its protein product. Overexpression of this receptor in breast cancer is associated with increased disease recurrence and worse prognosis. HER2 appears to play roles in development, cancer, communication at the neuromuscular junction and regulation of cell growth and differentiation ./r/n |  |  |  | AF647Excitation Wavelength: 640 nmEmission Wavelength: 672 nm/r/n
https://www.acrobiosystems.com/P5462-APC-Labeled-Human-Her2--ErbB2-Protein-His-Tag-%28Site-specific-conjugation%29.html | APC-Labeled Human Her2 / ErbB2 Protein, His Tag (Site-specific conjugation) |  |  | Bioactivity11-64-0-0-0.jpg | ERBB2,CD340,HER-2,neu,HER2,MLN19,NEU,NGL,TKR1/r/n | APC-Labeled Human Her2, His Tag (HE2-HA2H7) is produced via conjugation of APC to Human Her2, His Tag with a new generation site-specific technology under optimal conditions with a proprietary technology. Human Her2, His Tag is expressed from human 293 cells (HEK293). It contains AA Thr 23 - Thr 652 (Accession # P04626-1 )./r/nPredicted N-terminus: Thr 23/r/n | This protein carries a polyhistidine tag at the C-terminusThe protein has a calculated MW of 73.0 kDa./r/n |  |  |  |  | Lyophilized from 0.22 μm filtered solution in PBS, 0.5% BSA, pH7.4 with trehalose as protectant. Contact us for customized product form or formulation./r/n | Please see Certificate of Analysis for specific instructions.For best performance, we strongly recommend you to follow the reconstitution protocol provided in the CoA./r/n | For long term storage, the product should be stored at lyophilized state at -20°C or lower.Please protect from light and avoid repeated freeze-thaw cycles.This product is stable after storage at: -20°C to -70°C for 12 months in lyophilized state; -70°C for 3 months under sterile conditions after reconstitution./r/n |  |  |  | Human Epidermal growth factor Receptor 2 (HER2) is also called ERBB2, HER-2,HER-2 /neu, NEU, NGL,TKR1 and c-erb B2,and is a protein giving higher aggressiveness in breast cancers. It is a member of the ErbB protein family, more commonly known as the epidermal growth factor receptor family. HER2 is a cell membrane surface-bound receptor tyrosine kinase and is normally involved in the signal transduction pathways leading to cell growth and differentiation. HER2 is thought to be an orphan receptor, with none of the EGF family of ligands able to activate it. Approximately 30% of breast cancers have an amplification of the HER2 gene or overexpression of its protein product. Overexpression of this receptor in breast cancer is associated with increased disease recurrence and worse prognosis. HER2 appears to play roles in development, cancer, communication at the neuromuscular junction and regulation of cell growth and differentiation ./r/n |  |  |  | APCExcitation Wavelength: 640 nmEmission Wavelength: 661 nm/r/n |  | Please note that this product is NOT compatible to streptavidin detection system./r/n | Bioactivity-FACS5e5 of anti-Her2 CAR-293 cells were stained with 100 μL of 1:25 dilution (4 μL stock solution in 100 μL FACS buffer) of APC-Labeled Human Her2, His Tag (Cat. No. HE2-HA2H7) and negative control protein respectively. APC signal was used to evaluate the binding activity (QC tested).Protocol
https://www.acrobiosystems.com/P5293-Rabbit-Her2--ErbB2-Protein-His-Tag.html | Rabbit Her2 / ErbB2 Protein, His Tag | SDS-PAGE11-65-0-0-0.jpg |  | Bioactivity11-65-0-0-0.jpg | ERBB2,CD340,HER-2,neu,HER2,MLN19,NEU,NGL,TKR1/r/n | Rabbit Her2, His Tag(HE2-R52H8) is expressed from human 293 cells (HEK293). It contains AA Thr 23 - Thr 652 (Accession # G1SZL0-1 )./r/nPredicted N-terminus: Thr 23/r/n | This protein carries a polyhistidine tag at the C-terminusThe protein has a calculated MW of 71.0 kDa. The protein migrates as 85-95 kDa under reducing (R) condition (SDS-PAGE) due to glycosylation./r/n |  |  | Less than 1.0 EU per μg by the LAL method./r/n | >95% as determined by SDS-PAGE./r/n | Lyophilized from 0.22 μm filtered solution in PBS, pH7.4 with trehalose as protectant. Contact us for customized product form or formulation./r/n | Please see Certificate of Analysis for specific instructions.For best performance, we strongly recommend you to follow the reconstitution protocol provided in the CoA./r/n | For long term storage, the product should be stored at lyophilized state at -20°C or lower.Please avoid repeated freeze-thaw cycles. This product is stable after storage at: -20°C to -70°C for 12 months in lyophilized state; -70°C for 3 months under sterile conditions after reconstitution./r/n | SDS-PAGERabbit Her2, His Tag on SDS-PAGE under reducing (R) condition. The gel was stained with Coomassie Blue. The purity of the protein is greater than 95%. |  | Bioactivity-ELISAImmobilized Rabbit Her2, His Tag (Cat. No. HE2-R52H8) at 1 μg/mL (100 μL/well) can bind Pertuzumab Biosimilar with a linear range of 0.2-6 ng/mL (QC tested).Protocol | Human Epidermal growth factor Receptor 2 (HER2) is also called ERBB2, HER-2,HER-2 /neu, NEU, NGL,TKR1 and c-erb B2,and is a protein giving higher aggressiveness in breast cancers. It is a member of the ErbB protein family, more commonly known as the epidermal growth factor receptor family. HER2 is a cell membrane surface-bound receptor tyrosine kinase and is normally involved in the signal transduction pathways leading to cell growth and differentiation. HER2 is thought to be an orphan receptor, with none of the EGF family of ligands able to activate it. Approximately 30% of breast cancers have an amplification of the HER2 gene or overexpression of its protein product. Overexpression of this receptor in breast cancer is associated with increased disease recurrence and worse prognosis. HER2 appears to play roles in development, cancer, communication at the neuromuscular junction and regulation of cell growth and differentiation ./r/n
https://www.acrobiosystems.com/P4343-FITC-Labeled-Human-Her2--ErbB2-Protein-Fc-Tag.html | FITC-Labeled Human Her2 / ErbB2 Protein, Fc Tag | SDS-PAGE11-66-0-0-0.jpg |  | Bioactivity11-66-0-0-0.jpg | ERBB2,CD340,HER-2,neu,HER2,MLN19,NEU,NGL,TKR1/r/n | FITC-Labeled Human Her2 Protein, Fc Tag(HE2-HF256) is expressed from human 293 cells (HEK293). It contains AA Thr 23 - Thr 652 (Accession # P04626-1 )./r/nPredicted N-terminus: Thr 23/r/n | This protein carries a human IgG1 Fc tag at the C-terminusThe protein has a calculated MW of 96.0 kDa. The protein migrates as 115-140 kDa under reducing (R) condition (SDS-PAGE) due to glycosylation./r/n | The primary amines in the side chains of lysine residues and the N-terminus of the protein are conjugated with FITC using standard chemical labeling method. The residual FITC is removed by molecular sieve treatment during purification process./r/n | The FITC to protein molar ratio is 1-3./r/n | Less than 1.0 EU per μg by the LAL method./r/n | >90% as determined by SDS-PAGE./r/n | Lyophilized from 0.22 μm filtered solution in PBS, pH7.4 with trehalose as protectant. Contact us for customized product form or formulation./r/n | Please see Certificate of Analysis for specific instructions.For best performance, we strongly recommend you to follow the reconstitution protocol provided in the CoA./r/n | For long term storage, the product should be stored at lyophilized state at -20°C or lower.Please protect from light and avoid repeated freeze-thaw cycles.This product is stable after storage at: -20°C to -70°C for 12 months in lyophilized state; -70°C for 3 months under sterile conditions after reconstitution./r/n | SDS-PAGEFITC-Labeled Human Her2 Protein, Fc Tag on SDS-PAGE under reducing (R) condition. The gel was stained with Coomassie Blue. The purity of the protein is greater than 90%. |  | Bioactivity-ELISAImmobilized Trastuzumab at 5 μg/mL (100 μL/well) can bind FITC-Labeled Human Her2 Protein, Fc Tag (Cat. No. HE2-HF256) with a linear range of 0.02-1.25 μg/mL (QC tested).Protocol | Human Epidermal growth factor Receptor 2 (HER2) is also called ERBB2, HER-2,HER-2 /neu, NEU, NGL,TKR1 and c-erb B2,and is a protein giving higher aggressiveness in breast cancers. It is a member of the ErbB protein family, more commonly known as the epidermal growth factor receptor family. HER2 is a cell membrane surface-bound receptor tyrosine kinase and is normally involved in the signal transduction pathways leading to cell growth and differentiation. HER2 is thought to be an orphan receptor, with none of the EGF family of ligands able to activate it. Approximately 30% of breast cancers have an amplification of the HER2 gene or overexpression of its protein product. Overexpression of this receptor in breast cancer is associated with increased disease recurrence and worse prognosis. HER2 appears to play roles in development, cancer, communication at the neuromuscular junction and regulation of cell growth and differentiation ./r/n |  |  |  | FITCExcitation source: 488 nm spectral line, argon-ion laserExcitation Wavelength: 488 nmEmission Wavelength: 535 nm/r/n
https://www.acrobiosystems.com/P3792-PE-Labeled-Human-Her2--ErbB2-Protein-His-Tag-%28Site-specific-conjugation%29.html | PE-Labeled Human Her2 / ErbB2 Protein, His Tag (Site-specific conjugation) |  |  | Bioactivity11-67-0-0-0.jpg | ERBB2,CD340,HER-2,neu,HER2,MLN19,NEU,NGL,TKR1/r/n | PE-Labeled Human Her2, His Tag (HE2-HP2E3) is produced via conjugation of PE to Human Her2, His Tag under optimal conditions. Human Her2, His Tag is expressed from human 293 cells (HEK293). It contains AA Thr 23 - Thr 652 (Accession # P04626-1)./r/nPredicted N-terminus: Thr 23/r/n | This protein carries a polyhistidine tag at the C-terminus.The protein has a calculated MW of 73.0 kDa./r/n |  |  |  |  | Lyophilized from 0.22 μm filtered solution in PBS, 0.5% BSA, pH7.4. Normally trehalose is added as protectant before lyophilization.Contact us for customized product form or formulation./r/n | Please see Certificate of Analysis for specific instructions.For best performance, we strongly recommend you to follow the reconstitution protocol provided in the CoA./r/n | For long term storage, the product should be stored at lyophilized state at -20°C or lower.Please protect from light and avoid repeated freeze-thaw cycles./r/n |  |  |  | Human Epidermal growth factor Receptor 2 (HER2) is also called ERBB2, HER-2,HER-2 /neu, NEU, NGL,TKR1 and c-erb B2,and is a protein giving higher aggressiveness in breast cancers. It is a member of the ErbB protein family, more commonly known as the epidermal growth factor receptor family. HER2 is a cell membrane surface-bound receptor tyrosine kinase and is normally involved in the signal transduction pathways leading to cell growth and differentiation. HER2 is thought to be an orphan receptor, with none of the EGF family of ligands able to activate it. Approximately 30% of breast cancers have an amplification of the HER2 gene or overexpression of its protein product. Overexpression of this receptor in breast cancer is associated with increased disease recurrence and worse prognosis. HER2 appears to play roles in development, cancer, communication at the neuromuscular junction and regulation of cell growth and differentiation ./r/n |  |  |  | PE Excitation Wavelength: 488 nm / 561 nm Emission Wavelength: 575 nm/r/n |  | Evaluation of anti-HER2 CAR expression by flow cytometry. Please note that this product is NOT compatible to streptavidin detection system./r/n | Bioactivity-FACS5e5 of anti-Her2 CAR-293 cells were stained with 100 μL of 1:25 dilution (4 μL stock solution in 100 μL FACS buffer) of PE-Labeled Human Her2, His Tag (Cat. No. HE2-HP2E3) and negative control protein respectively. PE signal was used to evaluate the binding activity (QC tested).Protocol
https://www.acrobiosystems.com/P3615-Human-Her2--ErbB2-%2823-510%29-Protein-His-Tag-%28MALS-verified%29.html | Human Her2 / ErbB2 (23-510) Protein, His Tag (MALS verified) | SDS-PAGE11-68-0-0-0.jpg | SEC-MALS11-68-0-0-0.jpg | Bioactivity11-68-0-0-0.jpg | ERBB2,CD340,HER-2,neu,HER2,MLN19,NEU,NGL,TKR1/r/n | Human Her2 (23-510), His Tag(HE2-H52H9) is expressed from human 293 cells (HEK293). It contains AA Thr 23 - Ala 510 (Accession # P04626-1 )./r/nPredicted N-terminus: Thr 23/r/n | This protein carries a polyhistidine tag at the C-terminus. The protein has a calculated MW of 55.6 kDa. The protein migrates as 65-75 kDa under reducing (R) condition (SDS-PAGE) due to glycosylation. This protein has been verified not recognized by Trastuzumab in functional ELISA at ACROBiosystems./r/n |  |  | Less than 1.0 EU per μg by the LAL method./r/n | >95% as determined by SDS-PAGE./r/n | Lyophilized from 0.22 μm filtered solution in PBS, pH7.4 with trehalose as protectant. Contact us for customized product form or formulation./r/n | Please see Certificate of Analysis for specific instructions.For best performance, we strongly recommend you to follow the reconstitution protocol provided in the CoA./r/n | For long term storage, the product should be stored at lyophilized state at -20°C or lower.Please avoid repeated freeze-thaw cycles. This product is stable after storage at: -20°C to -70°C for 12 months in lyophilized state; -70°C for 3 months under sterile conditions after reconstitution./r/n | SDS-PAGEHuman Her2 (23-510), His Tag on SDS-PAGE under reducing (R) condition. The gel was stained with Coomassie Blue. The purity of the protein is greater than 95%. | SEC-MALSThe purity of Human Her2 (23-510), His Tag (Cat. No. HE2-H52H9) is more than 85% and the molecular weight of this protein is around 55-70 kDa verified by SEC-MALS.Report | Bioactivity-ELISAImmobilized Human Her2 (23-510), His Tag (Cat. No. HE2-H52H9) at 1 μg/mL (100 μL/well) can bind Pertuzumab Biosimilar with a linear range of 0.1-4 ng/mL (QC tested).ProtocolImmobilized Human Her2 (23-510), His Tag (Cat. No. HE2-H52H9) at 1 μg/mL (100 μL/well) can bind Bispecific Antibody (Her2 × Her3) with a linear range of 0.2-3 ng/mL (Routinely tested).ProtocolImmobilized Human Her2 (23-510), His Tag (Cat. No. HE2-H52H9) at 1 μg/mL (100 μL/well) can bind Pertuzumab with a linear range of 0.2-3 ng/mL,This protein has been verified not recognized by Trastuzumab in functional ELISA at ACROBiosystems. (Routinely tested).Protocol | Human Epidermal growth factor Receptor 2 (HER2) is also called ERBB2, HER-2,HER-2 /neu, NEU, NGL,TKR1 and c-erb B2,and is a protein giving higher aggressiveness in breast cancers. It is a member of the ErbB protein family, more commonly known as the epidermal growth factor receptor family. HER2 is a cell membrane surface-bound receptor tyrosine kinase and is normally involved in the signal transduction pathways leading to cell growth and differentiation. HER2 is thought to be an orphan receptor, with none of the EGF family of ligands able to activate it. Approximately 30% of breast cancers have an amplification of the HER2 gene or overexpression of its protein product. Overexpression of this receptor in breast cancer is associated with increased disease recurrence and worse prognosis. HER2 appears to play roles in development, cancer, communication at the neuromuscular junction and regulation of cell growth and differentiation ./r/n
https://www.acrobiosystems.com/P3456-Human-Her2--ErbB2-%28S310Y%29-Protein-His-Tag-%28MALS-verified%29.html | Human Her2 / ErbB2 (S310Y) Protein, His Tag (MALS verified) | SDS-PAGE11-69-0-0-0.jpg | SEC-MALS11-69-0-0-0.jpg | Bioactivity11-69-0-0-0.jpg | ERBB2,CD340,HER-2,neu,HER2,MLN19,NEU,NGL,TKR1/r/n | Human Her2 (S310Y), His Tag(HE2-H52H3) is expressed from human 293 cells (HEK293). It contains AA Thr 23 - Thr 652 (Accession # P04626-1 (S310Y))./r/nPredicted N-terminus: Thr 23/r/n | This protein carries a polyhistidine tag at the C-terminus. The protein has a calculated MW of 71.3 kDa. The protein migrates as 80-100 KDa under reducing (R) condition (SDS-PAGE) due to glycosylation. This protein has been shown to weakly bind to Pertuzumab in our functional ELISA studies./r/n |  |  | Less than 1.0 EU per μg by the LAL method./r/n | >95% as determined by SDS-PAGE./r/n | Lyophilized from 0.22 μm filtered solution in PBS, pH7.4 with trehalose as protectant. Contact us for customized product form or formulation./r/n | Please see Certificate of Analysis for specific instructions.For best performance, we strongly recommend you to follow the reconstitution protocol provided in the CoA./r/n | For long term storage, the product should be stored at lyophilized state at -20°C or lower.Please avoid repeated freeze-thaw cycles. This product is stable after storage at: -20°C to -70°C for 12 months in lyophilized state; -70°C for 3 months under sterile conditions after reconstitution./r/n | SDS-PAGEHuman Her2 (S310Y), His Tag on SDS-PAGE under reducing (R) condition. The gel was stained with Coomassie Blue. The purity of the protein is greater than 95%. | SEC-MALSThe purity of Human Her2 (S310Y), His Tag (Cat. No. HE2-H52H3) is more than 85% and the molecular weight of this protein is around 85-100 kDa verified by SEC-MALS.Report | Bioactivity-ELISAImmobilized Human Her2 (S310Y), His Tag (Cat. No. HE2-H52H3) at 1 μg/mL (100 μL/well) can bind Trastuzumab Biosimilar with a linear range of 0.1-2 ng/mL (QC tested).ProtocolImmobilized Human Her2 (S310Y), His Tag (Cat. No. HE2-H52H3) at 1 μg/mL (100 μL/well) can bind Bispecific Antibody (Her2 × Her3) with a linear range of 0.2-12.5 ng/mL (Routinely tested).ProtocolImmobilized Human Her2 (S310Y), His Tag (Cat. No. HE2-H52H3) at 1 μg/mL (100 μL/well) can bind Trastuzumab with a linear range of 0.1-3 ng/mL, This protein has been shown to weakly bind to Pertuzumab in our functional ELISA studies.(Routinely tested).Protocol | Human Epidermal growth factor Receptor 2 (HER2) is also called ERBB2, HER-2,HER-2 /neu, NEU, NGL,TKR1 and c-erb B2,and is a protein giving higher aggressiveness in breast cancers. It is a member of the ErbB protein family, more commonly known as the epidermal growth factor receptor family. HER2 is a cell membrane surface-bound receptor tyrosine kinase and is normally involved in the signal transduction pathways leading to cell growth and differentiation. HER2 is thought to be an orphan receptor, with none of the EGF family of ligands able to activate it. Approximately 30% of breast cancers have an amplification of the HER2 gene or overexpression of its protein product. Overexpression of this receptor in breast cancer is associated with increased disease recurrence and worse prognosis. HER2 appears to play roles in development, cancer, communication at the neuromuscular junction and regulation of cell growth and differentiation ./r/n
https://www.acrobiosystems.com/P3455-Human-Her2--ErbB2-%28S310F%29-Protein-His-Tag.html | Human Her2 / ErbB2 (S310F) Protein, His Tag | SDS-PAGE11-70-0-0-0.jpg |  | Bioactivity11-70-0-0-0.jpg | ERBB2,CD340,HER-2,neu,HER2,MLN19,NEU,NGL,TKR1/r/n | Human Her2 (S310F), His Tag(HE2-H52H2) is expressed from human 293 cells (HEK293). It contains AA Thr 23 - Thr 652 (Accession # P04626-1 (S310F))./r/nPredicted N-terminus: Thr 23/r/n | This protein carries a polyhistidine tag at the C-terminus. The protein has a calculated MW of 71.3 kDa. The protein migrates as 80-100 KDa under reducing (R) condition (SDS-PAGE) due to glycosylation. This protein has been shown to weakly bind to Pertuzumab in our functional ELISA studies./r/n |  |  | Less than 1.0 EU per μg by the LAL method./r/n | >95% as determined by SDS-PAGE./r/n | Lyophilized from 0.22 μm filtered solution in PBS, pH7.4 with trehalose as protectant. Contact us for customized product form or formulation./r/n | Please see Certificate of Analysis for specific instructions.For best performance, we strongly recommend you to follow the reconstitution protocol provided in the CoA./r/n | For long term storage, the product should be stored at lyophilized state at -20°C or lower.Please avoid repeated freeze-thaw cycles. This product is stable after storage at: -20°C to -70°C for 12 months in lyophilized state; -70°C for 3 months under sterile conditions after reconstitution./r/n | SDS-PAGEHuman Her2 (S310F), His Tag on SDS-PAGE under reducing (R) condition. The gel was stained with Coomassie Blue. The purity of the protein is greater than 95%. |  | Bioactivity-ELISAImmobilized Human Her2 (S310F), His Tag (Cat. No. HE2-H52H2) at 1 μg/mL (100 μL/well) can bind Trastuzumab Biosimilar with a linear range of 0.1-2 ng/mL (QC tested).ProtocolImmobilized Human Her2 (S310F), His Tag (Cat. No. HE2-H52H2) at 1 μg/mL (100 μL/well) can bind Bispecific Antibody (Her2 × Her3) with a linear range of 0.2-12.5 ng/mL (Routinely tested).ProtocolImmobilized Human Her2 (S310F), His Tag (Cat. No. HE2-H52H2) at 1 μg/mL (100 μL/well) can bind Trastuzumab with a linear range of 0.1-3 ng/mL, This protein has been shown to weakly bind to Pertuzumab in our functional ELISA studies. (Routinely tested).Protocol | Human Epidermal growth factor Receptor 2 (HER2) is also called ERBB2, HER-2,HER-2 /neu, NEU, NGL,TKR1 and c-erb B2,and is a protein giving higher aggressiveness in breast cancers. It is a member of the ErbB protein family, more commonly known as the epidermal growth factor receptor family. HER2 is a cell membrane surface-bound receptor tyrosine kinase and is normally involved in the signal transduction pathways leading to cell growth and differentiation. HER2 is thought to be an orphan receptor, with none of the EGF family of ligands able to activate it. Approximately 30% of breast cancers have an amplification of the HER2 gene or overexpression of its protein product. Overexpression of this receptor in breast cancer is associated with increased disease recurrence and worse prognosis. HER2 appears to play roles in development, cancer, communication at the neuromuscular junction and regulation of cell growth and differentiation ./r/n
https://www.acrobiosystems.com/P3273-Human-HER2-coupled-Magnetic-Beads.html | Human HER2-coupled Magnetic Beads |  |  |  |  | Human HER2 protein is expressed from human 293 cells (HEK293). It contains AA Thr 23 - Thr 652(Accession # P04626-1 )./r/n | [6 empty] | See Certificate of Analysis (CoA) for detailed instruction./r/n | Upon receipt, please store the Beads at -20°C. The shelf life is 1 year at -20 °C. Once reconstitution, please aliquote and store under -70°C for no more than 3 months, and avoid repeated freeze-thaw cycles. Immediate use after reconstitution is highly recommended.Please avoid more than 3 freeze-thaw cycles. Immediate use after reconstitution is highly recommended./r/n |  |  |  | The biotinylated HER2 protein was conjugated to streptavidin magnetic beads. This pre-coupled magnetic bead product can capture the anti-HER2 antibody from various assay systems. The beads are in uniform size, narrow size distribution with large surface area and unique surface coating, which can help you get the best performance and highly reproducible results. This HER2 coupled magnetic beads will bring great convenience with minimum non-specific binding and developed protocols. This ready-to-use product could greatly save your time and hassle./r/n | [5 empty] | This product is intended for immunocapture, biopanning and flow cytometry. This product is produced non-sterile. *The Isotype control (Cat. No. SMB-B01) is sold separately./r/n |  | ItemsSize （2mg）Size（5mg X 2）Particle size2 μm2 μmPhysical appearancePowder mixturePowder mixtureAmount of Coupled Protein≈589 pmol (43 μg) Her2/mg Beads≈589 pmol (43 μg) Her2/mg BeadsBinding Capacity>180 pmol (27 μg) antibody/mg beads>180 pmol (27 μg) antibody/mg beadsFormulationPBS, pH7.4, with 10% TrehalosePBS, pH7.4, with 10% TrehaloseReconstitution2 mL sterile deionized water (1 mg beads/mL)5 mL sterile deionized water (1 mg beads/mL)/r/n | Antibody Purification: 1. Resuspend the lyophilized beads by adding the buffer of choice. 2. Add analyte to the suspension, mix and incubate to enable specific binding of the beads and the target protein. 3. Magnetize beads, remove supernatant, and wash unbound protein fractions to capture target protein-bound beads. 4. Wash, magnetize the beads and collect purified target protein for use in downstream applications. The magnetic beads technology makes use of the easy and efficient collection of beads in magnetic field to facilitate antibody purification in a simple workflow of “bind-wash-elute”. In contrast to common separation techniques, this method does not require columns or centrifugation, and is therefore ideal in high-throughput applications./r/n
https://www.acrobiosystems.com/P3157-Human-Her2--ErbB2-%28498-648%29-Protein-His-Tag.html | Human Her2 / ErbB2 (498-648) Protein, His Tag | SDS-PAGE11-72-0-0-0.jpg |  | Bioactivity11-72-0-0-0.jpg | ERBB2,CD340,HER-2,neu,HER2,MLN19,NEU,NGL,TKR1/r/n | Human Her2 (498-648), His Tag(HE2-H52H4) is expressed from human 293 cells (HEK293). It contains AA Asn 498 - Ala 648 (Accession # P04626-1 )./r/nPredicted N-terminus: Asn 498/r/n | This protein carries a polyhistidine tag at the C-terminus. The protein has a calculated MW of 18.5 kDa. The protein migrates as 28-35 kDa under reducing (R) condition (SDS-PAGE) due to glycosylation. This protein has been verified not recognized by Pertuzumab in functional ELISA at ACRObiosystems./r/n |  |  | Less than 1.0 EU per μg by the LAL method./r/n | >90% as determined by SDS-PAGE./r/n | Lyophilized from 0.22 μm filtered solution in PBS, pH7.4 with trehalose as protectant. Contact us for customized product form or formulation./r/n | Please see Certificate of Analysis for specific instructions.For best performance, we strongly recommend you to follow the reconstitution protocol provided in the CoA./r/n | For long term storage, the product should be stored at lyophilized state at -20°C or lower.Please avoid repeated freeze-thaw cycles. This product is stable after storage at: -20°C to -70°C for 12 months in lyophilized state; -70°C for 3 months under sterile conditions after reconstitution./r/n | SDS-PAGEHuman Her2 (498-648), His Tag on SDS-PAGE under reducing (R) condition. The gel was stained with Coomassie Blue. The purity of the protein is greater than 90%. |  | Bioactivity-ELISAImmobilized Human Her2 (498-648), His Tag (Cat. No. HE2-H52H4) at 1 μg/mL (100 μL/well) can bind Trastuzumab Biosimilar with a linear range of 0.1-2 ng/mL (QC tested).ProtocolImmobilized Human Her2 (498-648), His Tag (Cat. No. HE2-H52H4) at 2 μg/mL (100 μL/well) can bind Trastuzumab with a linear range of 0.2-1 ng/mL, This protein has been shown to weakly bind to Pertuzumab in our functional ELISA studies.(Routinely tested).Protocol | Human Epidermal growth factor Receptor 2 (HER2) is also called ERBB2, HER-2,HER-2 /neu, NEU, NGL,TKR1 and c-erb B2,and is a protein giving higher aggressiveness in breast cancers. It is a member of the ErbB protein family, more commonly known as the epidermal growth factor receptor family. HER2 is a cell membrane surface-bound receptor tyrosine kinase and is normally involved in the signal transduction pathways leading to cell growth and differentiation. HER2 is thought to be an orphan receptor, with none of the EGF family of ligands able to activate it. Approximately 30% of breast cancers have an amplification of the HER2 gene or overexpression of its protein product. Overexpression of this receptor in breast cancer is associated with increased disease recurrence and worse prognosis. HER2 appears to play roles in development, cancer, communication at the neuromuscular junction and regulation of cell growth and differentiation ./r/n
https://www.acrobiosystems.com/P2921-FITC-Labeled-Human-Her2--ErbB2-Protein-His-Tag.html | FITC-Labeled Human Her2 / ErbB2 Protein, His Tag | SDS-PAGE11-73-0-0-0.jpg |  | Bioactivity11-73-0-0-0.jpg | ERBB2,CD340,HER-2,neu,HER2,MLN19,NEU,NGL,TKR1/r/n | FITC-Labeled Human Her2, His Tag (HE2-HF224) is expressed from human 293 cells (HEK293). It contains AA Thr 23 - Thr 652 (Accession # P04626-1 ). It is the FITC labeled form of Human Her2, His Tag (HE2-H5225)./r/nPredicted N-terminus: Thr 23/r/n | This protein carries a polyhistidine tag at the C-terminusThe protein has a calculated MW of 70.2 kDa. The protein migrates as 80-100 kDa under reducing (R) condition (SDS-PAGE) due to glycosylation./r/n | The primary amines in the side chains of lysine residues and the N-terminus of the protein are conjugated with FITC using standard chemical labeling method. The residual FITC is removed by molecular sieve treatment during purification process./r/n | The FITC to protein molar ratio is 1.5-2.5./r/n | Less than 1.0 EU per μg by the LAL method./r/n | >90% as determined by SDS-PAGE./r/n | Lyophilized from 0.22 μm filtered solution in PBS, pH7.4 with trehalose as protectant. Contact us for customized product form or formulation./r/n | Please see Certificate of Analysis for specific instructions.For best performance, we strongly recommend you to follow the reconstitution protocol provided in the CoA./r/n | For long term storage, the product should be stored at lyophilized state at -20°C or lower.Please protect from light and avoid repeated freeze-thaw cycles.This product is stable after storage at: -20°C to -70°C for 12 months in lyophilized state; -70°C for 3 months under sterile conditions after reconstitution./r/n | SDS-PAGEFITC-Labeled Human Her2, His Tag on SDS-PAGE under reducing (R) condition. The gel was stained with Coomassie Blue. The purity of the protein is greater than 90%. |  | Bioactivity-ELISAImmobilized Trastuzumab at 0.5 μg/mL (100 μL/well) can bind FITC-Labeled Human Her2, His Tag (Cat. No. HE2-HF224) with a linear range of 0.02-0.313 μg/mL (QC tested).Protocol | Human Epidermal growth factor Receptor 2 (HER2) is also called ERBB2, HER-2,HER-2 /neu, NEU, NGL,TKR1 and c-erb B2,and is a protein giving higher aggressiveness in breast cancers. It is a member of the ErbB protein family, more commonly known as the epidermal growth factor receptor family. HER2 is a cell membrane surface-bound receptor tyrosine kinase and is normally involved in the signal transduction pathways leading to cell growth and differentiation. HER2 is thought to be an orphan receptor, with none of the EGF family of ligands able to activate it. Approximately 30% of breast cancers have an amplification of the HER2 gene or overexpression of its protein product. Overexpression of this receptor in breast cancer is associated with increased disease recurrence and worse prognosis. HER2 appears to play roles in development, cancer, communication at the neuromuscular junction and regulation of cell growth and differentiation ./r/n |  |  |  | FITCExcitation source: 488 nm spectral line, argon-ion laserExcitation Wavelength: 488 nmEmission Wavelength: 535 nm/r/n |  |  | Bioactivity-FACS2e5 of Anti-Her2 CAR-293 were stained with 100 μL of 1 μg/mL of FITC-Labeled Human Her2, His Tag (Cat. No. HE2-HF224) and negative control protein respectively, FITC signal was used to evaluate the binding activity (QC tested).Protocol
https://www.acrobiosystems.com/P2917-Human-Her2--ErbB2-Protein-Mouse-IgG2a-Fc-Tag-%28MALS-verified%29.html | Human Her2 / ErbB2 Protein, Mouse IgG2a Fc Tag (MALS verified) | SDS-PAGE11-74-0-0-0.jpg | SEC-MALS11-74-0-0-0.jpg | Bioactivity11-74-0-0-0.jpg | ERBB2,CD340,HER-2,neu,HER2,MLN19,NEU,NGL,TKR1/r/n | Human Her2, Mouse IgG2a Fc Tag(HE2-H5255) is expressed from human 293 cells (HEK293). It contains AA Thr 23 - Thr 652 (Accession # P04626-1 )./r/nPredicted N-terminus: Thr 23/r/n | This protein carries a mouse IgG2a Fc tag at the C-terminusThe protein has a calculated MW of 96.2 kDa. The protein migrates as 110 kDa under reducing (R) condition (SDS-PAGE) due to glycosylation./r/n |  |  | Less than 0.1 EU per μg by the LAL method./r/n | >95% as determined by SDS-PAGE. >90% as determined by SEC-MALS./r/n | Lyophilized from 0.22 μm filtered solution in Tris with Glycine, Arginine and NaCl, pH7.5 with trehalose as protectant. Contact us for customized product form or formulation./r/n | Please see Certificate of Analysis for specific instructions.For best performance, we strongly recommend you to follow the reconstitution protocol provided in the CoA./r/n | For long term storage, the product should be stored at lyophilized state at -20°C or lower.Please avoid repeated freeze-thaw cycles. This product is stable after storage at: -20°C to -70°C for 12 months in lyophilized state; -70°C for 3 months under sterile conditions after reconstitution./r/n | SDS-PAGEHuman Her2, Mouse IgG2a Fc Tag on SDS-PAGE under reducing (R) condition. The gel was stained with Coomassie Blue. The purity of the protein is greater than 95%. | SEC-MALSThe purity of Human Her2, Mouse IgG2a Fc Tag (Cat. No. HE2-H5255) is more than 90% and the molecular weight of this protein is around 205-245 kDa verified by SEC-MALS.Report | Bioactivity-ELISAImmobilized Trastuzumab Biosimilar at 0.2 μg/mL (100 μL/well) can bind Human Her2, Mouse IgG2a Fc Tag (Cat. No. HE2-H5255) with a linear range of 0.1-4 ng/mL (QC tested).ProtocolImmobilized Human Her2, Mouse IgG2a Fc Tag (Cat. No. HE2-H5255) at 0.05 μg/mL (100 μL/well) can bind Bispecific Antibody (Her2 × Her3) with a linear range of 0.1-4 ng/mL (Routinely tested).ProtocolImmobilized Human Her2, Mouse IgG2a Fc Tag (Cat. No. HE2-H5255) at 0.05 μg/mL (100 μL/well) can bind Pertuzumab Biosimilar with a linear range of 0.2-8 ng/mL (Routinely tested).Protocol | Human Epidermal growth factor Receptor 2 (HER2) is also called ERBB2, HER-2,HER-2 /neu, NEU, NGL,TKR1 and c-erb B2,and is a protein giving higher aggressiveness in breast cancers. It is a member of the ErbB protein family, more commonly known as the epidermal growth factor receptor family. HER2 is a cell membrane surface-bound receptor tyrosine kinase and is normally involved in the signal transduction pathways leading to cell growth and differentiation. HER2 is thought to be an orphan receptor, with none of the EGF family of ligands able to activate it. Approximately 30% of breast cancers have an amplification of the HER2 gene or overexpression of its protein product. Overexpression of this receptor in breast cancer is associated with increased disease recurrence and worse prognosis. HER2 appears to play roles in development, cancer, communication at the neuromuscular junction and regulation of cell growth and differentiation ./r/n
https://www.acrobiosystems.com/P2848-Biotinylated-Cynomolgus-Her2--ErbB2-Protein-HisAvitag%E2%84%A2-%28MALS-verified%29.html | Biotinylated Cynomolgus Her2 / ErbB2 Protein, His,Avitag™ (MALS verified) | SDS-PAGE11-75-0-0-0.jpg | SEC-MALS11-75-0-0-0.jpg | Bioactivity11-75-0-0-0.jpg | ERBB2,CD340,HER-2,neu,HER2,MLN19,NEU,NGL,TKR1/r/n | Biotinylated Cynomolgus Her2, His,Avitag(HE2-C82E3) is expressed from human 293 cells (HEK293). It contains AA Thr 23 - Thr 652 (Accession # XP_005584091.2 )./r/nPredicted N-terminus: Thr 23/r/n | This protein carries a polyhistidine tag at the C-terminus, followed by an Avi tag (Avitag™)The protein has a calculated MW of 72.9 kDa. The protein migrates as 90-105 kDa under reducing (R) condition (SDS-PAGE) due to glycosylation./r/n | Biotinylation of this product is performed using Avitag™ technology. Briefly, the single lysine residue in the Avitag is enzymatically labeled with biotin./r/n | Passed as determined by the HABA assay / binding ELISA./r/n | Less than 1.0 EU per μg by the LAL method./r/n | >95% as determined by SDS-PAGE. >90% as determined by SEC-MALS./r/n | Lyophilized from 0.22 μm filtered solution in PBS, pH7.4 with trehalose as protectant. Contact us for customized product form or formulation./r/n | Please see Certificate of Analysis for specific instructions.For best performance, we strongly recommend you to follow the reconstitution protocol provided in the CoA./r/n | For long term storage, the product should be stored at lyophilized state at -20°C or lower.Please avoid repeated freeze-thaw cycles. This product is stable after storage at: -20°C to -70°C for 12 months in lyophilized state; -70°C for 3 months under sterile conditions after reconstitution./r/n | SDS-PAGEBiotinylated Cynomolgus Her2, His,Avitag on SDS-PAGE under reducing (R) condition. The gel was stained with Coomassie Blue. The purity of the protein is greater than 95%. | SEC-MALSThe purity of Biotinylated Cynomolgus Her2, His,Avitag (Cat. No. HE2-C82E3) is more than 90% and the molecular weight of this protein is around 90-100 kDa verified by SEC-MALS.Report | Bioactivity-ELISAImmobilized Trastuzumab Biosimilar at 3 μg/mL (100 μL/well) can bind Biotinylated Cynomolgus Her2, His,Avitag (Cat. No. HE2-C82E3) with a linear range of 0.2-8 ng/mL (QC tested).ProtocolImmobilized Bispecific Antibody (Her2 × Her3) at 1 μg/mL (100 μL/well) can bind Biotinylated Cynomolgus Her2, His,Avitag (Cat. No. HE2-C82E3) with a linear range of 0.2-8 ng/mL (Routinely tested).ProtocolImmobilized Pertuzumab Biosimilar at 1 μg/mL (100 μL/well) can bind Biotinylated Cynomolgus Her2, His,Avitag (Cat. No. HE2-C82E3) with a linear range of 0.2-8 ng/mL (Routinely tested).Protocol | Human Epidermal growth factor Receptor 2 (HER2) is also called ERBB2, HER-2,HER-2 /neu, NEU, NGL,TKR1 and c-erb B2,and is a protein giving higher aggressiveness in breast cancers. It is a member of the ErbB protein family, more commonly known as the epidermal growth factor receptor family. HER2 is a cell membrane surface-bound receptor tyrosine kinase and is normally involved in the signal transduction pathways leading to cell growth and differentiation. HER2 is thought to be an orphan receptor, with none of the EGF family of ligands able to activate it. Approximately 30% of breast cancers have an amplification of the HER2 gene or overexpression of its protein product. Overexpression of this receptor in breast cancer is associated with increased disease recurrence and worse prognosis. HER2 appears to play roles in development, cancer, communication at the neuromuscular junction and regulation of cell growth and differentiation ./r/n
https://www.acrobiosystems.com/P2787-Human-Her2--ErbB2-Protein-Tag-Free.html | Human Her2 / ErbB2 Protein, Tag Free | SDS-PAGE11-76-0-0-0.jpg |  | Bioactivity11-76-0-0-0.jpg | ERBB2,CD340,HER-2,neu,HER2,MLN19,NEU,NGL,TKR1/r/n | Human Her2, Tag Free(HE2-H5212) is expressed from human 293 cells (HEK293). It contains AA Thr 23 - Thr 652 (Accession # P04626-1 )./r/nPredicted N-terminus: Thr 23/r/n | This protein carries no "tag"The protein has a calculated MW of 70.1 kDa. The protein migrates as 90-100 kDa under reducing (R) condition (SDS-PAGE) due to glycosylation./r/n |  |  | Less than 1.0 EU per μg by the LAL method./r/n | >95% as determined by SDS-PAGE./r/n | Lyophilized from 0.22 μm filtered solution in PBS, pH7.4 with trehalose as protectant. Contact us for customized product form or formulation./r/n | Please see Certificate of Analysis for specific instructions.For best performance, we strongly recommend you to follow the reconstitution protocol provided in the CoA./r/n | For long term storage, the product should be stored at lyophilized state at -20°C or lower.Please avoid repeated freeze-thaw cycles. This product is stable after storage at: -20°C to -70°C for 12 months in lyophilized state; -70°C for 3 months under sterile conditions after reconstitution./r/n | SDS-PAGEHuman Her2, Tag Free on SDS-PAGE under reducing (R) condition. The gel was stained with Coomassie Blue. The purity of the protein is greater than 95%. |  | Bioactivity-ELISAImmobilized Human Her2, Tag Free (Cat. No. HE2-H5212) at 1 μg/mL (100 μL/well) can bind Trastuzumab Biosimilar with a linear range of 0.1-2 ng/mL (QC tested).ProtocolImmobilized Human Her2, Tag Free (Cat. No. HE2-H5212) at 1 μg/mL (100 μL/well) can bind Bispecific Antibody (Her2 × Her3) with a linear range of 0.1-2 ng/mL (Routinely tested).ProtocolImmobilized Human Her2, Tag Free (Cat. No. HE2-H5212) at 1 μg/mL (100 μL/well) can bind Pertuzumab Biosimilar with a linear range of 0.1-4 ng/mL (Routinely tested).Protocol | Human Epidermal growth factor Receptor 2 (HER2) is also called ERBB2, HER-2,HER-2 /neu, NEU, NGL,TKR1 and c-erb B2,and is a protein giving higher aggressiveness in breast cancers. It is a member of the ErbB protein family, more commonly known as the epidermal growth factor receptor family. HER2 is a cell membrane surface-bound receptor tyrosine kinase and is normally involved in the signal transduction pathways leading to cell growth and differentiation. HER2 is thought to be an orphan receptor, with none of the EGF family of ligands able to activate it. Approximately 30% of breast cancers have an amplification of the HER2 gene or overexpression of its protein product. Overexpression of this receptor in breast cancer is associated with increased disease recurrence and worse prognosis. HER2 appears to play roles in development, cancer, communication at the neuromuscular junction and regulation of cell growth and differentiation ./r/n | [11 empty] | Bioactivity-BLILoaded Hercecptin on AHC Biosensor, can bind Human Her2, Tag Free (Cat. No. HE2-H5212) with an affinity constant of 1.45 nM as determined in BLI assay (ForteBio Octet Red96e) (Routinely tested).Protocol
https://www.acrobiosystems.com/P2608-Cynomolgus-Her2--ErbB2-Protein-His-Tag-%28MALS-verified%29.html | Cynomolgus Her2 / ErbB2 Protein, His Tag (MALS verified) | SDS-PAGE11-77-0-0-0.jpg | SEC-MALS11-77-0-0-0.jpg | Bioactivity11-77-0-0-0.jpg | ERBB2,CD340,HER-2,neu,HER2,MLN19,NEU,NGL,TKR1/r/n | Cynomolgus Her2, His Tag(HE2-C52Hb) is expressed from human 293 cells (HEK293). It contains AA Thr 23 - Thr 652 (Accession # XP_005584091.2 )./r/nPredicted N-terminus: Thr 23/r/n | This protein carries a polyhistidine tag at the C-terminusThe protein has a calculated MW of 71.2 kDa. The protein migrates as 85-100 KDa under reducing (R) condition (SDS-PAGE) due to glycosylation./r/n |  |  | Less than 1.0 EU per μg by the LAL method./r/n | >95% as determined by SDS-PAGE./r/n | Lyophilized from 0.22 μm filtered solution in PBS, pH7.4 with trehalose as protectant. Contact us for customized product form or formulation./r/n | Please see Certificate of Analysis for specific instructions.For best performance, we strongly recommend you to follow the reconstitution protocol provided in the CoA./r/n | For long term storage, the product should be stored at lyophilized state at -20°C or lower.Please avoid repeated freeze-thaw cycles. This product is stable after storage at: -20°C to -70°C for 12 months in lyophilized state; -70°C for 3 months under sterile conditions after reconstitution./r/n | SDS-PAGECynomolgus Her2, His Tag on SDS-PAGE under reducing (R) condition. The gel was stained with Coomassie Blue. The purity of the protein is greater than 95%. | SEC-MALSThe purity of Cynomolgus Her2, His Tag (Cat. No. HE2-C52Hb) is more than 85% and the molecular weight of this protein is around 75-105 kDa verified by SEC-MALS.Report | Bioactivity-ELISAImmobilized Trastuzumab Biosimilar at 2 μg/mL (100 μL/well) can bind Cynomolgus Her2, His Tag (Cat. No. HE2-C52Hb) with a linear range of 1-31 ng/mL (QC tested).ProtocolImmobilized Cynomolgus Her2, His Tag (Cat. No. HE2-C52Hb) at 1 μg/mL (100 μL/well) can bind Bispecific Antibody (Her2 × Her3) with a linear range of 0.1-2 ng/mL (Routinely tested).ProtocolImmobilized Cynomolgus Her2, His Tag (Cat. No. HE2-C52Hb) at 1 μg/mL (100 μL/well) can bind Pertuzumab Biosimilar with a linear range of 0.1-2 ng/mL (Routinely tested).Protocol | Human Epidermal growth factor Receptor 2 (HER2) is also called ERBB2, HER-2,HER-2 /neu, NEU, NGL,TKR1 and c-erb B2,and is a protein giving higher aggressiveness in breast cancers. It is a member of the ErbB protein family, more commonly known as the epidermal growth factor receptor family. HER2 is a cell membrane surface-bound receptor tyrosine kinase and is normally involved in the signal transduction pathways leading to cell growth and differentiation. HER2 is thought to be an orphan receptor, with none of the EGF family of ligands able to activate it. Approximately 30% of breast cancers have an amplification of the HER2 gene or overexpression of its protein product. Overexpression of this receptor in breast cancer is associated with increased disease recurrence and worse prognosis. HER2 appears to play roles in development, cancer, communication at the neuromuscular junction and regulation of cell growth and differentiation ./r/n | [11 empty] | Bioactivity-BLILoaded Hercecptin on AHC Biosensor, can bind Cynomolgus Her2, His Tag (Cat. No. HE2-C52Hb) with an affinity constant of 4.86 nM as determined in BLI assay (ForteBio Octet Red96e) (Routinely tested).Protocol
https://www.acrobiosystems.com/P2560-ELISA-Assay-Kit-for-Anti-HER-2-h-mAb-in-Human-Serum.html | ELISA Assay Kit for Anti-HER-2 h-mAb in Human Serum | [11 empty] | See Certificate of Analysis for details of reconstitution instruction and specific concentration./r/n | Upon receipt, please store all items at -20°C.After reconstitution, the stock solution should be kept at -80°C./r/n |  |  |  | How a therapeutic antibody is metabolized in the body is pertinently relevant to its efficacy. Therefore, pharmacokinetics study is an important part of the drug development. HER-2 is probably the most targeted molecule in today’s pharmaceutical industry, thanking to the clinical success of Herceptin®. Many investigational anti-HER-2 mAbs are being developed. There is a growing need for a standard assay that can be used to facilitate the study of their pharmacokinetics./r/n | [8 empty] | The enclosed ELISA assay kit for anti-HER-2 h-mAb in human serum is based on an enzyme immunoassay (ELISA) between recombinant HER-2 protein (ECD) and a biotinylated anti-HER-2 monoclonal antibody. The method employs the principle of competitive ELISA, allowing quantification of monoclonal anti-HER-2 antibodies in human serum.The assay only involves the following steps:1. Coat the plate with human HER-2;2. Add the mixture of your sample and biotinylated anti-HER-2 antibody;3. Add Streptavidin-HRP followed by TMB or other colorimetric HRP substrate;4. Record the OD readings and analyze the serum concentration./r/n
https://www.acrobiosystems.com/P2559-ELISA-Assay-Kit-for-Anti-HER-2-h-mAb-in-Mouse-Serum.html | ELISA Assay Kit for Anti-HER-2 h-mAb in Mouse Serum | [11 empty] | See Certificate of Analysis for details of reconstitution instruction and specific concentration./r/n | Upon receipt, please store all items at -20°C.After reconstitution, the stock solution should be kept at -80°C./r/n |  |  |  | How a therapeutic antibody is metabolized in the body is pertinently relevant to its efficacy. Therefore, pharmacokinetics study is an important part of the drug development. HER-2 is probably the most targeted molecule in today’s pharmaceutical industry, thanking to the clinical success of Herceptin®. Many investigational anti-HER-2 mAbs are being developed. There is a growing need for a standard assay that can be used to facilitate the study of their pharmacokinetics./r/n | [8 empty] | The enclosed ELISA assay kit for anti-HER-2 h-mAb in mouse serum is based on an enzyme immunoassay (ELISA) between recombinant HER-2 protein (ECD) and a biotinylated anti-HER-2 monoclonal antibody. The method employs the principle of competitive ELISA, allowing quantification of monoclonal anti-HER-2 antibodies in mouse serum.The assay only involves the following steps:1. Coat the plate with human HER-2;2. Add the mixture of your sample and biotinylated anti-HER-2 antibody;3. Add Streptavidin-HRP followed by TMB or other colorimetric HRP substrate;4. Record the OD readings and analyze the serum concentration./r/n
https://www.acrobiosystems.com/P2558-ELISA-Assay-Kit-for-Anti-HER-2-h-mAb-in-Monkey-Serum.html | ELISA Assay Kit for Anti-HER-2 h-mAb in Monkey Serum | [11 empty] | See Certificate of Analysis for details of reconstitution instruction and specific concentration./r/n | Upon receipt, please store all items at -20°C.After reconstitution, the stock solution should be kept at -80°C./r/n |  |  |  | How a therapeutic antibody is metabolized in the body is pertinently relevant to its efficacy. Therefore, pharmacokinetics study is an important part of the drug development. HER-2 is probably the most targeted molecule in today’s pharmaceutical industry, thanking to the clinical success of Herceptin®. Many investigational anti-HER-2 mAbs are being developed. There is a growing need for a standard assay that can be used to facilitate the study of their pharmacokinetics./r/n | [8 empty] | The enclosed ELISA assay kit for anti-HER-2 h-mAb in monkey serum is based on an enzyme immunoassay (ELISA) between recombinant HER-2 protein (ECD) and a biotinylated anti-HER-2 monoclonal antibody. The method employs the principle of competitive ELISA, allowing quantification of monoclonal anti-HER-2 antibodies in monkey serum.The assay only involves the following steps:1. Coat the plate with human HER-2;2. Add the mixture of your sample and biotinylated anti-HER-2 antibody;3. Add Streptavidin-HRP followed by TMB or other colorimetric HRP substrate;4. Record the OD readings and analyze the serum concentration./r/n
https://www.acrobiosystems.com/P2488-Biotinylated-Human-Her2--ErbB2-Protein-HisAvitag%E2%84%A2-premium-grade.html | Biotinylated Human Her2 / ErbB2 Protein, His,Avitag™, premium grade | SDS-PAGE11-81-0-0-0.jpg | SEC-MALS11-81-0-0-0.jpg | Bioactivity11-81-0-0-0.jpg | ERBB2,CD340,HER-2,neu,HER2,MLN19,NEU,NGL,TKR1/r/n | Biotinylated Human Her2, His,Avitag, premium grade(HE2-H82E2) is expressed from human 293 cells (HEK293). It contains AA Thr 23 - Thr 652 (Accession # P04626-1 )./r/nPredicted N-terminus: Thr 23/r/nIt is produced under our rigorous quality control system that incorporates a comprehensive set of tests including sterility and endotoxin tests. Product performance is carefully validated and tested for compatibility for cell culture use or any other applications in the early preclinical stage. When ready to transition into later clinical phases, we also offer a custom GMP protein service that tailors to your needs. We will work with you to customize and develop a GMP-grade product in accordance with your requests that also meets the requirements for raw and ancillary materials use in cell manufacturing of cell-based therapies./r/n | This protein carries a polyhistidine tag at the C-terminus, followed by an Avi tag (Avitag™)The protein has a calculated MW of 72.9 kDa. The protein migrates as 90-110 kDa under reducing (R) condition (SDS-PAGE) due to glycosylation./r/n | Biotinylation of this product is performed using Avitag™ technology. Briefly, the single lysine residue in the Avitag is enzymatically labeled with biotin./r/n | Passed as determined by the HABA assay / binding ELISA./r/n | Less than 0.01 EU per μg by the LAL method./r/n | >90% as determined by SDS-PAGE. >90% as determined by SEC-MALS./r/n | Lyophilized from 0.22 μm filtered solution in PBS, pH7.4 with trehalose as protectant. Contact us for customized product form or formulation./r/n | Please see Certificate of Analysis for specific instructions.For best performance, we strongly recommend you to follow the reconstitution protocol provided in the CoA./r/n | For long term storage, the product should be stored at lyophilized state at -20°C or lower.Please avoid repeated freeze-thaw cycles. This product is stable after storage at: -20°C to -70°C for 24 months in lyophilized state; -70°C for 12 months under sterile conditions after reconstitution./r/n | SDS-PAGEBiotinylated Human Her2, His,Avitag, premium grade on SDS-PAGE under reducing (R) condition. The gel was stained with Coomassie Blue. The purity of the protein is greater than 90%. | SEC-MALSThe purity of Biotinylated Human Her2, His,Avitag, premium grade (Cat. No. HE2-H82E2) is more than 90% and the molecular weight of this protein is around 70-100 kDa verified by SEC-MALS.Report | Bioactivity-ELISAImmobilized Trastuzumab at 3 μg/mL (100 μL/well) can bind Biotinylated Human Her2, His,Avitag, premium grade (Cat. No. HE2-H82E2) with a linear range of 0.1-4 ng/mL (QC tested).ProtocolImmobilized Trastuzumab Biosimilar at 1 μg/mL (100 μL/well) can bind Biotinylated Human Her2, His,Avitag, premium grade (Cat. No. HE2-H82E2) with a linear range of 0.1-4 ng/mL (Routinely tested).ProtocolImmobilized Biotinylated Human Her2, His,Avitag, premium grade (Cat. No. HE2-H82E2) at 1 μg/mL (100 μL/well) on streptavidin (Cat. No. STN-N5116) precoated (0.5 μg/well) plate can bind Trastuzumab Biosimilar with a linear range of 0.1-4 ng/mL (Routinely tested).Protocol | Human Epidermal growth factor Receptor 2 (HER2) is also called ERBB2, HER-2,HER-2 /neu, NEU, NGL,TKR1 and c-erb B2,and is a protein giving higher aggressiveness in breast cancers. It is a member of the ErbB protein family, more commonly known as the epidermal growth factor receptor family. HER2 is a cell membrane surface-bound receptor tyrosine kinase and is normally involved in the signal transduction pathways leading to cell growth and differentiation. HER2 is thought to be an orphan receptor, with none of the EGF family of ligands able to activate it. Approximately 30% of breast cancers have an amplification of the HER2 gene or overexpression of its protein product. Overexpression of this receptor in breast cancer is associated with increased disease recurrence and worse prognosis. HER2 appears to play roles in development, cancer, communication at the neuromuscular junction and regulation of cell growth and differentiation ./r/n | [6 empty] | Bioactivity-FACS2e5 of Anti-Her2 CAR-293 were stained with 100 μL of 1 μg/mL of Biotinylated Human Her2, His,Avitag, premium grade (Cat. No. HE2-H82E2) and negative control protein respectively, washed and then followed by PE-SA and analyzed with FACS (Routinely tested).Protocol |  |  |  | Bioactivity-SPRBiotinylated Human Her2, His,Avitag, premium grade (Cat. No. HE2-H82E2) immobilized on SA Chip can bind Trastuzumab with an affinity constant of 7.82 pM as determined in a SPR assay (Biacore 8K) (Routinely tested).Protocol | [8 empty] | The sterility testing was performed by membrane filtration method./r/n | [9 empty] | <0.5 ng/μg of protein tested by ELISA./r/n | <0.02 ng/μg of protein tested by qPCR./r/n | Negative./r/n
https://www.acrobiosystems.com/P1606-Biotinylated-Human-Her2--ErbB2-Protein-His-Tag-ultra-sensitivity-%28primary-amine-labeling-long-spacer%29.html | Biotinylated Human Her2 / ErbB2 Protein, His Tag, ultra sensitivity (primary amine labeling, long spacer) | SDS-PAGE11-82-0-0-0.jpg |  | Bioactivity11-82-0-0-0.jpg | ERBB2,CD340,HER-2,neu,HER2,MLN19,NEU,NGL,TKR1/r/n | MABSol® Biotinylated Human Her2, His Tag, primary amine labeling, long spacer (HE2-H822R) is expressed from human HEK293 cells. It contains AA Thr 23 - Thr 652 (Accession # P04626-1 ). It is the biotinylated form of Human Her2, His Tag (Cat. No. HE2-H5225)./r/nPredicted N-terminus: Thr 23/r/n | This protein carries a polyhistidine tag at the C-terminusThe protein has a calculated MW of 70.2 kDa. The protein migrates as 85-100 kDa under reducing (R) condition (SDS-PAGE) due to glycosylation./r/n | The primary amines in the side chains of lysine residues and the N-terminus of the protein are conjugated with biotins using standard chemical labeling method. A specially optimized long-spacer biotin reagent (32.5 angstroms) is used in this product to minimize potential steric hindrance./r/n | Passed as determined by the HABA assay / binding ELISA./r/n | Less than 1.0 EU per μg by the LAL method./r/n | >95% as determined by SDS-PAGE./r/n | Lyophilized from 0.22 μm filtered solution in PBS, pH7.4 with trehalose as protectant. Contact us for customized product form or formulation./r/n | Please see Certificate of Analysis for specific instructions.For best performance, we strongly recommend you to follow the reconstitution protocol provided in the CoA./r/n | For long term storage, the product should be stored at lyophilized state at -20°C or lower.Please avoid repeated freeze-thaw cycles. This product is stable after storage at: -20°C to -70°C for 24 months in lyophilized state; -70°C for 12 months under sterile conditions after reconstitution./r/n | SDS-PAGEBiotinylated Human Her2, His Tag, primary amine labeling, long spacer on SDS-PAGE under reducing (R) condition. The gel was stained with Coomassie Blue. The purity of the protein is greater than 95%. |  | Bioactivity-ELISAImmobilized Trastuzumab at 3 μg/mL (100 μL/well) can bind Biotinylated Human Her2, His Tag, primary amine labeling, long spacer (Cat. No. HE2-H822R) with a linear range of 0.1-3.1 ng/mL (QC tested).ProtocolReport | Human Epidermal growth factor Receptor 2 (HER2) is also called ERBB2, HER-2,HER-2 /neu, NEU, NGL,TKR1 and c-erb B2,and is a protein giving higher aggressiveness in breast cancers. It is a member of the ErbB protein family, more commonly known as the epidermal growth factor receptor family. HER2 is a cell membrane surface-bound receptor tyrosine kinase and is normally involved in the signal transduction pathways leading to cell growth and differentiation. HER2 is thought to be an orphan receptor, with none of the EGF family of ligands able to activate it. Approximately 30% of breast cancers have an amplification of the HER2 gene or overexpression of its protein product. Overexpression of this receptor in breast cancer is associated with increased disease recurrence and worse prognosis. HER2 appears to play roles in development, cancer, communication at the neuromuscular junction and regulation of cell growth and differentiation ./r/n | [6 empty] | Bioactivity-FACS2e5 of Anti-Her2 CAR-293 cells were stained with 100 μL of 1μg/mL of Biotinylated Human Her2, His Tag, primary amine labeling, long spacer (Cat. No. HE2-H822R) and negative control protein respectively, washed and then followed by PE-SA and analyzed with FACS (Routinely tested).Protocol |  |  |  |  | Bioactivity-BLIImmobilized Herceptin on SA Biosensor via Biotinylated Human Her2, His Tag, primary amine labeling, long spacer (Cat. No. HE2-H822R), can bind Human FCGRT&B2M Heterodimer Protein, His Tag&Strep II Tag (SPR & BLI verified) (Cat. No. FCM-H5286) with an affinity constant of 1.32 μM as determined in BLI assay (ForteBio Octet Red96e) (Routinely tested).Protocol
https://www.acrobiosystems.com/P778-Human-Her2--ErbB2-Protein-Twin-Strep%C2%A0Tag.html | Human Her2 / ErbB2 Protein, Twin-Strep Tag | SDS-PAGE11-83-0-0-0.jpg |  | Bioactivity11-83-0-0-0.jpg | ERBB2,CD340,HER-2,neu,HER2,MLN19,NEU,NGL,TKR1/r/n | Human Her2 Protein, Twin-Strep Tag(HE2-H5287) is expressed from human 293 cells (HEK293). It contains AA Thr 23 - Thr 652 (Accession # P04626-1 )./r/nPredicted N-terminus: Thr 23/r/n | This protein carries a twin strep tag at the C-terminusThe protein has a calculated MW of 72.4 kDa. The protein migrates as 90-115 kDa under reducing (R) condition (SDS-PAGE) due to glycosylation./r/n |  |  | Less than 1.0 EU per μg by the LAL method./r/n | >95% as determined by SDS-PAGE./r/n | Lyophilized from 0.22 μm filtered solution in PBS, pH7.4 with trehalose as protectant. Contact us for customized product form or formulation./r/n | Please see Certificate of Analysis for specific instructions.For best performance, we strongly recommend you to follow the reconstitution protocol provided in the CoA./r/n | For long term storage, the product should be stored at lyophilized state at -20°C or lower.Please avoid repeated freeze-thaw cycles. This product is stable after storage at: -20°C to -70°C for 12 months in lyophilized state; -70°C for 3 months under sterile conditions after reconstitution./r/n | SDS-PAGEHuman Her2 Protein, Twin-Strep Tag on SDS-PAGE under reducing (R) condition. The gel was stained with Coomassie Blue. The purity of the protein is greater than 95%. |  | Bioactivity-ELISAImmobilized Human Her2 Protein, Twin-Strep Tag (Cat. No. HE2-H5287) at 0.05 μg/mL (100 μL/well) can bind Herceptin with a linear range of 0.4-3 ng/mL (QC tested).Protocol | Human Epidermal growth factor Receptor 2 (HER2) is also called ERBB2, HER-2,HER-2 /neu, NEU, NGL,TKR1 and c-erb B2,and is a protein giving higher aggressiveness in breast cancers. It is a member of the ErbB protein family, more commonly known as the epidermal growth factor receptor family. HER2 is a cell membrane surface-bound receptor tyrosine kinase and is normally involved in the signal transduction pathways leading to cell growth and differentiation. HER2 is thought to be an orphan receptor, with none of the EGF family of ligands able to activate it. Approximately 30% of breast cancers have an amplification of the HER2 gene or overexpression of its protein product. Overexpression of this receptor in breast cancer is associated with increased disease recurrence and worse prognosis. HER2 appears to play roles in development, cancer, communication at the neuromuscular junction and regulation of cell growth and differentiation ./r/n
https://www.acrobiosystems.com/P389-Mouse-Her2--ErbB2-Protein-His-Tag.html | Mouse Her2 / ErbB2 Protein, His Tag | SDS-PAGE11-84-0-0-0.jpg |  |  | ERBB2,CD340,HER-2/neu,HER2,MLN19,NEU,NGL,TKR1/r/n | Mouse Her2, His Tag (ER2-M5220) is expressed from human 293 cells (HEK293). It contains AA Thr 23 - Thr 653 (Accession # AAH53078.1)./r/nPredicted N-terminus: Thr 23/r/n | This protein carries a polyhistidine tag at the C-terminus.The protein has a calculated MW of 70.6 kDa. The protein migrates as 80-95 kDa under reducing (R) condition (SDS-PAGE) due to glycosylation./r/n |  |  | Less than 1.0 EU per μg by the LAL method./r/n | >95% as determined by SDS-PAGE./r/n | Lyophilized from 0.22 μm filtered solution in PBS, pH7.4. Normally trehalose is added as protectant before lyophilization.Contact us for customized product form or formulation./r/n | Please see Certificate of Analysis for specific instructions.For best performance, we strongly recommend you to follow the reconstitution protocol provided in the CoA./r/n | For long term storage, the product should be stored at lyophilized state at -20°C or lower.Please avoid repeated freeze-thaw cycles./r/n | SDS-PAGEMouse Her2, His Tag on SDS-PAGE under reducing (R) condition. The gel was stained with Coomassie Blue. The purity of the protein is greater than 95%. |  |  | Human Epidermal growth factor Receptor 2 (HER2) is also called ERBB2, HER-2,HER-2 /neu, NEU, NGL,TKR1 and c-erb B2,and is a protein giving higher aggressiveness in breast cancers. It is a member of the ErbB protein family, more commonly known as the epidermal growth factor receptor family. HER2 is a cell membrane surface-bound receptor tyrosine kinase and is normally involved in the signal transduction pathways leading to cell growth and differentiation. HER2 is thought to be an orphan receptor, with none of the EGF family of ligands able to activate it. Approximately 30% of breast cancers have an amplification of the HER2 gene or overexpression of its protein product. Overexpression of this receptor in breast cancer is associated with increased disease recurrence and worse prognosis. HER2 appears to play roles in development, cancer, communication at the neuromuscular junction and regulation of cell growth and differentiation ./r/n |  | /r/n | HER-2 Binding Antibodies Authors: F Stephan, et alJournal: US20190241674A1 43685Application: ELISARequest for Full-text Isolation and characterization of camelid single-domain antibodies against HER2Authors: Hussack G, et al Journal: BMC Res Notes 43439Application: SPRRequest for Full-text/r/n
https://www.acrobiosystems.com/P244-Human-Her2--ErbB2-Protein-Fc-Tag-premium-grade.html | Human Her2 / ErbB2 Protein, Fc Tag, premium grade | SDS-PAGE11-85-0-0-0.jpg |  | Bioactivity11-85-0-0-0.jpg | ERBB2,CD340,HER-2,neu,HER2,MLN19,NEU,NGL,TKR1/r/n | Human Her2, Fc Tag, premium grade(HE2-H5253) is expressed from human 293 cells (HEK293). It contains AA Thr 23 - Thr 652 (Accession # P04626-1 )./r/nPredicted N-terminus: Thr 23/r/nIt is produced under our rigorous quality control system that incorporates a comprehensive set of tests including sterility and endotoxin tests. Product performance is carefully validated and tested for compatibility for cell culture use or any other applications in the early preclinical stage. When ready to transition into later clinical phases, we also offer a custom GMP protein service that tailors to your needs. We will work with you to customize and develop a GMP-grade product in accordance with your requests that also meets the requirements for raw and ancillary materials use in cell manufacturing of cell-based therapies./r/n | This protein carries a human IgG1 Fc tag at the C-terminus.The protein has a calculated MW of 96.0 kDa. The protein migrates as 125-150 kDa under reducing (R) condition (SDS-PAGE) due to glycosylation./r/n |  |  | Less than 0.01 EU per μg by the LAL method./r/n | >95% as determined by SDS-PAGE./r/n | Lyophilized from 0.22 μm filtered solution in PBS, pH7.4 with trehalose as protectant. Contact us for customized product form or formulation./r/n | Please see Certificate of Analysis for specific instructions.For best performance, we strongly recommend you to follow the reconstitution protocol provided in the CoA./r/n | For long term storage, the product should be stored at lyophilized state at -20°C or lower.Please avoid repeated freeze-thaw cycles. This product is stable after storage at: -20°C to -70°C for 12 months in lyophilized state; -70°C for 3 months under sterile conditions after reconstitution./r/n | SDS-PAGEHuman Her2, Fc Tag, premium grade on SDS-PAGE under reducing (R) condition. The gel was stained with Coomassie Blue. The purity of the protein is greater than 95%. |  | Bioactivity-ELISAImmobilized Human Her2, Fc Tag, premium grade (Cat. No. HE2-H5253) at 0.05 μg/mL (100 μL/well) can bind Trastuzumab with a linear range of 0.39-6.25 ng/mL (QC tested).Protocol | Human Epidermal growth factor Receptor 2 (HER2) is also called ERBB2, HER-2,HER-2 /neu, NEU, NGL,TKR1 and c-erb B2,and is a protein giving higher aggressiveness in breast cancers. It is a member of the ErbB protein family, more commonly known as the epidermal growth factor receptor family. HER2 is a cell membrane surface-bound receptor tyrosine kinase and is normally involved in the signal transduction pathways leading to cell growth and differentiation. HER2 is thought to be an orphan receptor, with none of the EGF family of ligands able to activate it. Approximately 30% of breast cancers have an amplification of the HER2 gene or overexpression of its protein product. Overexpression of this receptor in breast cancer is associated with increased disease recurrence and worse prognosis. HER2 appears to play roles in development, cancer, communication at the neuromuscular junction and regulation of cell growth and differentiation ./r/n | [19 empty] | The sterility testing was performed by membrane filtration method./r/n | [11 empty] | Negative./r/n
https://www.acrobiosystems.com/P109-Human-Her2--ErbB2-Protein-His-Tag-%28MALS-verified%29.html | Human Her2 / ErbB2 Protein, His Tag (MALS verified) | SDS-PAGE11-86-0-0-0.jpg | SEC-MALS11-86-0-0-0.jpg | Bioactivity11-86-0-0-0.jpg | ERBB2,CD340,HER-2,neu,HER2,MLN19,NEU,NGL,TKR1/r/n | Human Her2, His Tag(HE2-H5225) is expressed from human 293 cells (HEK293). It contains AA Thr 23 - Thr 652 (Accession # P04626-1 )./r/nPredicted N-terminus: Thr 23/r/n | This protein carries a polyhistidine tag at the C-terminusThe protein has a calculated MW of 70.2 kDa. The protein migrates as 110-115 kDa under reducing (R) condition (SDS-PAGE) due to glycosylation./r/n |  |  | Less than 1.0 EU per μg by the LAL method./r/n | >95% as determined by SDS-PAGE. >90% as determined by SEC-MALS./r/n | Lyophilized from 0.22 μm filtered solution in PBS, pH7.4 with trehalose as protectant. Contact us for customized product form or formulation./r/n | Please see Certificate of Analysis for specific instructions.For best performance, we strongly recommend you to follow the reconstitution protocol provided in the CoA./r/n | For long term storage, the product should be stored at lyophilized state at -20°C or lower.Please avoid repeated freeze-thaw cycles. This product is stable after storage at: -20°C to -70°C for 12 months in lyophilized state; -70°C for 12 months under sterile conditions after reconstitution./r/n | SDS-PAGEHuman Her2, His Tag on SDS-PAGE under reducing (R) condition. The gel was stained with Coomassie Blue. The purity of the protein is greater than 95%. | SEC-MALSThe purity of Human Her2, His Tag (Cat. No. HE2-H5225) is more than 90% and the molecular weight of this protein is around 75-90 kDa verified by SEC-MALS.Report | Bioactivity-ELISAImmobilized Human Her2, His Tag (Cat. No. HE2-H5225) at 1 μg/mL (100 μL/well) can bind Pertuzumab Biosimilar with a linear range of 0.2-4 ng/mL (QC tested).ProtocolImmobilized Human Her2, His Tag (Cat. No. HE2-H5225) at 1 μg/mL (100 μL/well) can bind Trastuzumab Biosimilar with a linear range of 0.1-2 ng/mL (QC tested).ProtocolImmobilized Human Her2, His Tag (Cat. No. HE2-H5225) at 1 μg/mL (100 μL/well) can bind Bispecific Antibody (Her2 × Her3) with a linear range of 0.8-3 ng/mL (Routinely tested).Protocol | Human Epidermal growth factor Receptor 2 (HER2) is also called ERBB2, HER-2,HER-2 /neu, NEU, NGL,TKR1 and c-erb B2,and is a protein giving higher aggressiveness in breast cancers. It is a member of the ErbB protein family, more commonly known as the epidermal growth factor receptor family. HER2 is a cell membrane surface-bound receptor tyrosine kinase and is normally involved in the signal transduction pathways leading to cell growth and differentiation. HER2 is thought to be an orphan receptor, with none of the EGF family of ligands able to activate it. Approximately 30% of breast cancers have an amplification of the HER2 gene or overexpression of its protein product. Overexpression of this receptor in breast cancer is associated with increased disease recurrence and worse prognosis. HER2 appears to play roles in development, cancer, communication at the neuromuscular junction and regulation of cell growth and differentiation ./r/n | [10 empty] | Bioactivity-SPRHerceptin (Trastuzumab) captured on CM5 chip via anti-human IgG Fc antibodies surface, can bind Human Her2, His Tag (Cat. No. HE2-H5225) with an affinity constant of 1.07 nM as determined in a SPR assay (Biacore T200) (Routinely tested).Protocol | Bioactivity-BLILoaded Herceptin (Trastuzumab) on AHC Biosensor, can bind Human Her2, His Tag (Cat. No. HE2-H5225) with an affinity constant of 0.825 nM as determined in BLI assay (ForteBio Octet Red96e) (Routinely tested).Protocol
https://www.acrobiosystems.com/P2855-Human-PDGF-R-alpha--PDGFRA-Protein-His-Tag.html | Human PDGF R alpha / PDGFRA Protein, His Tag | SDS-PAGE11-87-0-0-0.jpg |  |  | PDGFRA,CD140A,PDGFR2,RHEPDGFRA,MGC74795/r/n | Human PDGF R alpha, His Tag(PDA-H52H7) is expressed from human 293 cells (HEK293). It contains AA Gln 24 - Ala 528 (Accession # P16234-1 )./r/nPredicted N-terminus: Gln 24/r/n | This protein carries a polyhistidine tag at the C-terminusThe protein has a calculated MW of 58.4 kDa. The protein migrates as 66-80 kDa under reducing (R) condition (SDS-PAGE) due to glycosylation./r/n |  |  | Less than 1.0 EU per μg by the LAL method./r/n | >95% as determined by SDS-PAGE./r/n | Lyophilized from 0.22 μm filtered solution in PBS, pH7.4 with trehalose as protectant. Contact us for customized product form or formulation./r/n | Please see Certificate of Analysis for specific instructions.For best performance, we strongly recommend you to follow the reconstitution protocol provided in the CoA./r/n | For long term storage, the product should be stored at lyophilized state at -20°C or lower.Please avoid repeated freeze-thaw cycles. This product is stable after storage at: -20°C to -70°C for 12 months in lyophilized state; -70°C for 3 months under sterile conditions after reconstitution./r/n | SDS-PAGEHuman PDGF R alpha, His Tag on SDS-PAGE under reducing (R) condition. The gel was stained with Coomassie Blue. The purity of the protein is greater than 95%. |  |  | PDGFRA(platelet-derived growth factor receptor A), also termed PDGFRα(platelet-derived growth factor receptor α), is a receptor located on the surface of a wide range of cell types. This receptor binds to certain isoforms of platelet-derived growth factors (PDGFs) and thereby becomes active in stimulating cell signaling pathways that elicit responses such as cellular growth and differentiation. The receptor is critical for the development of certain tissues and organs during embryogenesis and for the maintenance of these tissues and organs, particularly hematologic tissues, throughout life. Mutations in the gene which codes for PDGFRA, are associated with an array of clinically significant neoplasms./r/n
https://www.acrobiosystems.com/P5895-Canine-PDGF-R-beta--CD140b-Protein-His-Tag.html | Canine PDGF R beta / CD140b Protein, His Tag | SDS-PAGE11-88-0-0-0.jpg |  | Bioactivity11-88-0-0-0.jpg | PDGFRB,CD140B,JTK12,PDGF-R-beta,PDGFR-2,PDGFR-beta,PDGFR-β/r/n | Canine PDGF R beta Protein, His Tag(PDB-C52H3) is expressed from human 293 cells (HEK293). It contains AA Leu 33 - Val 532 (Accession # Q6QNF3-1 )./r/nPredicted N-terminus: Leu 33/r/n | This protein carries a polyhistidine tag at the C-terminusThe protein has a calculated MW of 58.0 kDa. The protein migrates as 70-105 kDa under reducing (R) condition (SDS-PAGE) due to glycosylation./r/n |  |  | Less than 1.0 EU per μg by the LAL method./r/n | >95% as determined by SDS-PAGE./r/n | Lyophilized from 0.22 μm filtered solution in PBS, pH7.4 with trehalose as protectant. Contact us for customized product form or formulation./r/n | Please see Certificate of Analysis for specific instructions.For best performance, we strongly recommend you to follow the reconstitution protocol provided in the CoA./r/n | For long term storage, the product should be stored at lyophilized state at -20°C or lower.Please avoid repeated freeze-thaw cycles. This product is stable after storage at: -20°C to -70°C for 12 months in lyophilized state; -70°C for 3 months under sterile conditions after reconstitution./r/n | SDS-PAGECanine PDGF R beta Protein, His Tag on SDS-PAGE under reducing (R) condition. The gel was stained with Coomassie Blue. The purity of the protein is greater than 95%. |  | Bioactivity-ELISAImmobilized Human PDGF-BB, premium grade (Cat. No. PDB-H4112) at 1 μg/mL (100 μL/well) can bind Canine PDGF R beta / CD140b, His Tag (Cat. No. PDB-C52H3) with a linear range of 2-78 ng/mL (QC tested).Protocol | Human platelet-derived growth factor receptor, beta polypeptide (PDGFRB) is also called J03278, M21616, CD140B, JTK12, PDGF-R-beta and PDGFR, is receptor that binds specifically to PDGFB and has a tyrosine-protein kinase activity. Is a cell surface tyrosine kinase receptor for members of the platelet-derived growth factor (PDGF) family. The PDGFR/PDGF system includes two receptors (PDGFRA and PDGFRB) and four ligands (A, B, C and D). The receptors PDGFRA and PDGFRB are related in sequence and both are members of the class III subtype of receptor tyrosine kinases (RTKs). Other class III RTKs are CSF1R, KIT and FLT3. PDGF binding induces receptor homo- and heterodimerization and signal transduction. The expression of the α and β receptors is independently regulated in various cell types. Recombinant soluble PDGFRB binds PDGF with high affinity and is potent PDGF antagonist. The ligands form either homo- or heterodimers (PDGF-AA, -AB, -BB, -CC, -DD). The four PDGFs are inactive in their monomeric forms. The PDGFs bind to the protein tyrosine kinase receptors PDGF receptor-α and -β. These two receptor isoforms dimerize upon binding the PDGF dimer, leading to three possible receptor combinations, namely -αα, -ββ and -αβ. PDGF-CC specifically interacts with PDGFR-αα and -αβ, but not with –ββ, and thereby resembles PDGF-AB. PDGF-DD binds to PDGFR-ββ with high affinity, and to PDGFR-αβ to a much lower extent and is regarded as PDGFR-ββ specific. PDGF-AA binds only to PDGFR-αα, while PDGF-BB is the only PDGF that can bind all three receptor combinations with high affinity./r/n
https://www.acrobiosystems.com/P4728-Human-PDGF-R-beta--CD140b-Protein-Fc-Tag.html | Human PDGF R beta / CD140b Protein, Fc Tag | SDS-PAGE11-89-0-0-0.jpg |  | Bioactivity11-89-0-0-0.jpg | PDGFRB,CD140B,JTK12,PDGF-R-beta,PDGFR-2,PDGFR-beta,PDGFR-β/r/n | Human PDGF R beta, Fc Tag (PDB-H5259) is expressed from human 293 cells (HEK293). It contains AA Leu 33 - Phe 530 (Accession # P09619-1)./r/nPredicted N-terminus: Leu 33/r/n | This protein carries a human IgG1 Fc tag at the C-terminus.The protein has a calculated MW of 83.1 kDa. The protein migrates as 100-120 kDa under reducing (R) condition (SDS-PAGE) due to glycosylation./r/n |  |  | Less than 1.0 EU per μg by the LAL method./r/n | >95% as determined by SDS-PAGE./r/n | Lyophilized from 0.22 μm filtered solution in PBS, pH7.4. Normally trehalose is added as protectant before lyophilization.Contact us for customized product form or formulation./r/n | Please see Certificate of Analysis for specific instructions.For best performance, we strongly recommend you to follow the reconstitution protocol provided in the CoA./r/n | For long term storage, the product should be stored at lyophilized state at -20°C or lower.Please avoid repeated freeze-thaw cycles./r/n | SDS-PAGEHuman PDGF R beta, Fc Tag on SDS-PAGE under reducing (R) condition. The gel was stained with Coomassie Blue. The purity of the protein is greater than 95%. |  | Bioactivity-ELISAImmobilized Human PDGF-BB, premium grade (Cat. No. PDB-H4112) at 1 μg/mL (100 μL/well) can bind Human PDGF R beta, Fc Tag (Cat. No. PDB-H5259) with a linear range of 0.6-10 ng/mL (QC tested).Protocol | Human platelet-derived growth factor receptor, beta polypeptide (PDGFRB) is also called J03278, M21616, CD140B, JTK12, PDGF-R-beta and PDGFR, is receptor that binds specifically to PDGFB and has a tyrosine-protein kinase activity. Is a cell surface tyrosine kinase receptor for members of the platelet-derived growth factor (PDGF) family. The PDGFR/PDGF system includes two receptors (PDGFRA and PDGFRB) and four ligands (A, B, C and D). The receptors PDGFRA and PDGFRB are related in sequence and both are members of the class III subtype of receptor tyrosine kinases (RTKs). Other class III RTKs are CSF1R, KIT and FLT3. PDGF binding induces receptor homo- and heterodimerization and signal transduction. The expression of the α and β receptors is independently regulated in various cell types. Recombinant soluble PDGFRB binds PDGF with high affinity and is potent PDGF antagonist. The ligands form either homo- or heterodimers (PDGF-AA, -AB, -BB, -CC, -DD). The four PDGFs are inactive in their monomeric forms. The PDGFs bind to the protein tyrosine kinase receptors PDGF receptor-α and -β. These two receptor isoforms dimerize upon binding the PDGF dimer, leading to three possible receptor combinations, namely -αα, -ββ and -αβ. PDGF-CC specifically interacts with PDGFR-αα and -αβ, but not with –ββ, and thereby resembles PDGF-AB. PDGF-DD binds to PDGFR-ββ with high affinity, and to PDGFR-αβ to a much lower extent and is regarded as PDGFR-ββ specific. PDGF-AA binds only to PDGFR-αα, while PDGF-BB is the only PDGF that can bind all three receptor combinations with high affinity./r/n
https://www.acrobiosystems.com/P5406-Mouse-MERTK--Mer-Protein-His-Tag-%28MALS-verified%29.html | Mouse MERTK / Mer Protein, His Tag (MALS verified) | SDS-PAGE11-90-0-0-0.jpg | SEC-MALS11-90-0-0-0.jpg |  | MERTK,Mer/r/n | Mouse MERTK, His Tag(MEK-M52H9) is expressed from human 293 cells (HEK293). It contains AA Gly 19 - Met 497 (Accession # Q60805-1 )./r/nPredicted N-terminus: Gly 19/r/n | This protein carries a polyhistidine tag at the C-terminusThe protein has a calculated MW of 54.2 kDa. The protein migrates as 66-90 kDa under reducing (R) condition (SDS-PAGE) due to glycosylation./r/n |  |  | Less than 1.0 EU per μg by the LAL method./r/n | >95% as determined by SDS-PAGE. >90% as determined by SEC-MALS./r/n | Supplied as 0.2 μm filtered solution in PBS, pH7.4 with Trehalose as protectant. Contact us for customized product form or formulation./r/n | Please see Certificate of Analysis for specific instructions.For best performance, we strongly recommend you to follow the reconstitution protocol provided in the CoA./r/n | Please avoid repeated freeze-thaw cycles. This product is stable after storage at: The product MUST be stored at -70°C or lower upon receipt; -70°C for 3 months under sterile conditions./r/n | SDS-PAGEMouse MERTK, His Tag on SDS-PAGE under reducing (R) condition. The gel was stained with Coomassie Blue. The purity of the protein is greater than 95%. | SEC-MALSThe purity of Mouse MERTK, His Tag(Cat. No. MEK-M52H9) is more than 90% and the molecular weight of this protein is around 70-95 kDa verified by SEC-MALS.Report |  | Tyrosine-protein kinase Mer(MERTK) is a member of the TYRO3/AXL/MER (TAM) receptor kinase family and encodes a transmembrane protein with two fibronectin type-III domains, two Ig-like C2-type (immunoglobulin-like) domains, and one tyrosine kinase domain. Following activation by ligand, interacts with GRB2 or PLCG2 and induces phosphorylation of MAPK1, MAPK2, FAK/PTK2 or RAC1. MERTK signaling plays a role in various processes such as macrophage clearance of apoptotic cells, platelet aggregation, cytoskeleton reorganization and engulfment. Functions in the retinal pigment epithelium (RPE) as a regulator of rod outer segments fragments phagocytosis. Plays also an important role in inhibition of Toll-like receptors (TLRs)-mediated innate immune response by activating STAT1, which selectively induces production of suppressors of cytokine signaling SOCS1 and SOCS3./r/n
https://www.acrobiosystems.com/P4097-Human-MERTK--Mer-Protein-Fc-Tag.html | Human MERTK / Mer Protein, Fc Tag | SDS-PAGE11-91-0-0-0.jpg |  | Bioactivity11-91-0-0-0.jpg | MERTK,Mer/r/n | Human MERTK, Fc Tag(MEK-H5253) is expressed from human 293 cells (HEK293). It contains AA Ala 21 - Ile 505 (Accession # Q12866-1 )./r/nPredicted N-terminus: Ala 21/r/n | This protein carries a human IgG1 Fc tag at the C-terminusThe protein has a calculated MW of 79.1 Kda. The protein migrates as 100-150 kDa under reducing (R) condition (SDS-PAGE) due to glycosylation./r/n |  |  | Less than 1.0 EU per μg by the LAL method./r/n | >90% as determined by SDS-PAGE./r/n | Lyophilized from 0.22 μm filtered solution in PBS, pH7.4 with trehalose as protectant. Contact us for customized product form or formulation./r/n | Please see Certificate of Analysis for specific instructions.For best performance, we strongly recommend you to follow the reconstitution protocol provided in the CoA./r/n | For long term storage, the product should be stored at lyophilized state at -20°C or lower.Please avoid repeated freeze-thaw cycles. This product is stable after storage at: -20°C to -70°C for 12 months in lyophilized state; -70°C for 3 months under sterile conditions after reconstitution./r/n | SDS-PAGEHuman MERTK, Fc Tag on SDS-PAGE under reducing (R) condition. The gel was stained with Coomassie Blue. The purity of the protein is greater than 90%. |  | Bioactivity-ELISAImmobilized Recombinant Human Gas6 Protein, His tag at 5 μg/mL (100 μL/well) can bind Human MERTK, Fc Tag (Cat. No. MEK-H5253) with a linear range of 1-20 ng/mL (QC tested).Protocol | Tyrosine-protein kinase Mer(MERTK) is a member of the TYRO3/AXL/MER (TAM) receptor kinase family and encodes a transmembrane protein with two fibronectin type-III domains, two Ig-like C2-type (immunoglobulin-like) domains, and one tyrosine kinase domain. Following activation by ligand, interacts with GRB2 or PLCG2 and induces phosphorylation of MAPK1, MAPK2, FAK/PTK2 or RAC1. MERTK signaling plays a role in various processes such as macrophage clearance of apoptotic cells, platelet aggregation, cytoskeleton reorganization and engulfment. Functions in the retinal pigment epithelium (RPE) as a regulator of rod outer segments fragments phagocytosis. Plays also an important role in inhibition of Toll-like receptors (TLRs)-mediated innate immune response by activating STAT1, which selectively induces production of suppressors of cytokine signaling SOCS1 and SOCS3./r/n
https://www.acrobiosystems.com/P4096-Cynomolgus-MERTK--Mer-Protein-Fc-Tag-%28MALS-verified%29.html | Cynomolgus MERTK / Mer Protein, Fc Tag (MALS verified) | SDS-PAGE11-92-0-0-0.jpg | SEC-MALS11-92-0-0-0.jpg |  | MERTK,Mer/r/n | Cynomolgus MERTK, Fc Tag (MEK-C5253) is expressed from human 293 cells (HEK293). It contains AA Ala 23- Ile 507 (Accession # XP_005575320.1)./r/nPredicted N-terminus: Ala 23/r/n | This protein carries a human IgG1 Fc tag at the C-terminus.The protein has a calculated MW of 79.1 kDa. The protein migrates as 100-150 kDa under reducing (R) condition (SDS-PAGE) due to glycosylation./r/n |  |  | Less than 1.0 EU per μg by the LAL method./r/n | >95% as determined by reduced SDS-PAGE. >90% as determined by SEC-MALS./r/n | Lyophilized from 0.22 μm filtered solution in PBS, pH7.4. Normally trehalose is added as protectant before lyophilization.Contact us for customized product form or formulation./r/n | Please see Certificate of Analysis for specific instructions.For best performance, we strongly recommend you to follow the reconstitution protocol provided in the CoA./r/n | For long term storage, the product should be stored at lyophilized state at -20°C or lower.Please avoid repeated freeze-thaw cycles./r/n | SDS-PAGECynomolgus MERTK, Fc Tag on SDS-PAGE under reducing (R) condition. The gel was stained with Coomassie Blue. The purity of the protein is greater than 95%. | SEC-MALSThe purity of Cynomolgus MERTK, Fc Tag (Cat. No. MEK-C5253) is more than 90% and the molecular weight of this protein is around 206-251 kDa verified by SEC-MALS.Report |  | Tyrosine-protein kinase Mer(MERTK) is a member of the TYRO3/AXL/MER (TAM) receptor kinase family and encodes a transmembrane protein with two fibronectin type-III domains, two Ig-like C2-type (immunoglobulin-like) domains, and one tyrosine kinase domain. Following activation by ligand, interacts with GRB2 or PLCG2 and induces phosphorylation of MAPK1, MAPK2, FAK/PTK2 or RAC1. MERTK signaling plays a role in various processes such as macrophage clearance of apoptotic cells, platelet aggregation, cytoskeleton reorganization and engulfment. Functions in the retinal pigment epithelium (RPE) as a regulator of rod outer segments fragments phagocytosis. Plays also an important role in inhibition of Toll-like receptors (TLRs)-mediated innate immune response by activating STAT1, which selectively induces production of suppressors of cytokine signaling SOCS1 and SOCS3./r/n
https://www.acrobiosystems.com/P4094-Mouse-MERTK--Mer-Protein-Fc-Tag-%28MALS-verified%29.html | Mouse MERTK / Mer Protein, Fc Tag (MALS verified) | SDS-PAGE11-93-0-0-0.jpg | SEC-MALS11-93-0-0-0.jpg |  | MERTK,Mer,Gas6/r/n | Mouse MERTK, Fc Tag (MEK-M5253) is expressed from human 293 cells (HEK293). It contains AA Gly 19 - Met 497 (Accession # Q60805-1)./r/n/r/n | This protein carries a human IgG1 Fc tag at the C-terminus.The protein has a calculated MW of 78.9 kDa. The protein migrates as 100-150 kDa under reducing (R) condition (SDS-PAGE) due to glycosylation./r/n |  |  | Less than 1.0 EU per μg by the LAL method./r/n | >95% as determined by reduced SDS-PAGE. >90% as determined by SEC-MALS./r/n | Lyophilized from 0.22 μm filtered solution in PBS, pH7.4. Normally trehalose is added as protectant before lyophilization.Contact us for customized product form or formulation./r/n | Please see Certificate of Analysis for specific instructions.For best performance, we strongly recommend you to follow the reconstitution protocol provided in the CoA./r/n | For long term storage, the product should be stored at lyophilized state at -20°C or lower.Please avoid repeated freeze-thaw cycles./r/n | SDS-PAGEMouse MERTK, Fc Tag on SDS-PAGE under reducing (R) condition. The gel was stained with Coomassie Blue. The purity of the protein is greater than 95%. | SEC-MALSThe purity of Mouse MERTK, Fc Tag (Cat. No. MEK-M5253) is more than 90% and the molecular weight of this protein is around 198-242 kDa verified by SEC-MALS.Report |  | Tyrosine-protein kinase Mer(MERTK) is a member of the TYRO3/AXL/MER (TAM) receptor kinase family and encodes a transmembrane protein with two fibronectin type-III domains, two Ig-like C2-type (immunoglobulin-like) domains, and one tyrosine kinase domain. Following activation by ligand, interacts with GRB2 or PLCG2 and induces phosphorylation of MAPK1, MAPK2, FAK/PTK2 or RAC1. MERTK signaling plays a role in various processes such as macrophage clearance of apoptotic cells, platelet aggregation, cytoskeleton reorganization and engulfment. Functions in the retinal pigment epithelium (RPE) as a regulator of rod outer segments fragments phagocytosis. Plays also an important role in inhibition of Toll-like receptors (TLRs)-mediated innate immune response by activating STAT1, which selectively induces production of suppressors of cytokine signaling SOCS1 and SOCS3./r/n
https://www.acrobiosystems.com/P2922-Human-MERTK--Mer-Protein-His-Tag.html | Human MERTK / Mer Protein, His Tag | SDS-PAGE11-94-0-0-0.jpg |  | Bioactivity11-94-0-0-0.jpg | MERTK,Mer/r/n | Human MERTK, His Tag(MEK-H52H6) is expressed from human 293 cells (HEK293). It contains AA Ala 21 - Ile 505 (Accession # Q12866-1 )./r/nPredicted N-terminus: Ala 21/r/n | This protein carries a polyhistidine tag at the C-terminusThe protein has a calculated MW of 54.5 kDa. The protein migrates as 70-115 kDa under reducing (R) condition (SDS-PAGE) due to glycosylation./r/n |  |  | Less than 1.0 EU per μg by the LAL method./r/n | >90% as determined by SDS-PAGE./r/n | Lyophilized from 0.22 μm filtered solution in PBS, pH7.4 with trehalose as protectant. Contact us for customized product form or formulation./r/n | Please see Certificate of Analysis for specific instructions.For best performance, we strongly recommend you to follow the reconstitution protocol provided in the CoA./r/n | For long term storage, the product should be stored at lyophilized state at -20°C or lower.Please avoid repeated freeze-thaw cycles. This product is stable after storage at: -20°C to -70°C for 12 months in lyophilized state; -70°C for 3 months under sterile conditions after reconstitution./r/n | SDS-PAGEHuman MERTK, His Tag on SDS-PAGE under reducing (R) condition. The gel was stained with Coomassie Blue. The purity of the protein is greater than 90%. |  |  | Tyrosine-protein kinase Mer(MERTK) is a member of the TYRO3/AXL/MER (TAM) receptor kinase family and encodes a transmembrane protein with two fibronectin type-III domains, two Ig-like C2-type (immunoglobulin-like) domains, and one tyrosine kinase domain. Following activation by ligand, interacts with GRB2 or PLCG2 and induces phosphorylation of MAPK1, MAPK2, FAK/PTK2 or RAC1. MERTK signaling plays a role in various processes such as macrophage clearance of apoptotic cells, platelet aggregation, cytoskeleton reorganization and engulfment. Functions in the retinal pigment epithelium (RPE) as a regulator of rod outer segments fragments phagocytosis. Plays also an important role in inhibition of Toll-like receptors (TLRs)-mediated innate immune response by activating STAT1, which selectively induces production of suppressors of cytokine signaling SOCS1 and SOCS3./r/n | [10 empty] | Bioactivity-SPRHuman MERTK, His Tag (Cat. No. MEK-H52H6) immobilized on CM5 Chip can bind Human GAS6, His Tag (Cat. No. GA6-H5249) with an affinity constant of 50.9 nM as determined in SPR assay (Biacore 8K) (Routinely tested).Protocol
https://www.acrobiosystems.com/P6231-Human%C2%A0TrkA%C2%A0%28Luc%29%C2%A0HEK293-Reporter-Cell.html
https://www.acrobiosystems.com/P2971-Human-TrkA--NTRK1-%28192-402%29-Protein-Mouse-IgG2a-Fc-Tag.html | Human TrkA / NTRK1 (192-402) Protein, Mouse IgG2a Fc Tag | SDS-PAGE11-96-0-0-0.jpg |  |  | TrkA,NTRK1,MTC,TRK,TRKA,Trk-A/r/n | Human TrkA (192-402), Mouse IgG2a Fc Tag (TRA-H5253) is expressed from human 293 cells (HEK293). It contains AA Gly 192 - Val 402 (Accession # P04629-2)./r/nPredicted N-terminus: Gly 192/r/n | This protein carries a mouse IgG2a Fc tag at the C-terminus.The protein has a calculated MW of 49.1 kDa. The protein migrates as 70-100 kDa under reducing (R) condition (SDS-PAGE) due to glycosylation./r/n |  |  | Less than 0.1 EU per μg by the LAL method./r/n | >95% as determined by SDS-PAGE./r/n | Lyophilized from 0.22 μm filtered solution in Tris with Glycine, Arginine and NaCl, pH7.5. Normally trehalose is added as protectant before lyophilization.Contact us for customized product form or formulation./r/n | Please see Certificate of Analysis for specific instructions.For best performance, we strongly recommend you to follow the reconstitution protocol provided in the CoA./r/n | For long term storage, the product should be stored at lyophilized state at -20°C or lower.Please avoid repeated freeze-thaw cycles./r/n | SDS-PAGEHuman TrkA (192-402), Mouse IgG2a Fc Tag on SDS-PAGE under reducing (R) condition. The gel was stained with Coomassie Blue. The purity of the protein is greater than 95%. |  |  | Receptor tyrosine kinase involved in the development and the maturation of the central and peripheral nervous systems through regulation of proliferation, differentiation and survival of sympathetic and nervous neurons. High affinity receptor for NGF which is its primary ligand. Can also bind and be activated by NTF3/neurotrophin-3. However, NTF3 only supports axonal extension through NTRK1 but has no effect on neuron survival. Upon dimeric NGF ligand-binding, undergoes homodimerization, autophosphorylation and activation. Recruits, phosphorylates and/or activates several downstream effectors including SHC1, FRS2, SH2B1, SH2B2 and PLCG1 that regulate distinct overlapping signaling cascades driving cell survival and differentiation. In absence of ligand and activation, may promote cell death, making the survival of neurons dependent on trophic factors./r/n |  | /r/n
https://www.acrobiosystems.com/P2720-Human-TrkA--NTRK1-%2833-417%29-Protein-Mouse-IgG2a-Fc-Tag.html | Human TrkA / NTRK1 (33-417) Protein, Mouse IgG2a Fc Tag | SDS-PAGE11-97-0-0-0.jpg |  |  | TrkA,NTRK1,MTC,TRK,TRKA,Trk-A/r/n | Human TrkA (33-417), Mouse IgG2a Fc Tag (TRA-H5259) is expressed from human 293 cells (HEK293). It contains AA Ala 33 - Gly 417 (Accession # P04629-2)./r/nPredicted N-terminus: Ala 33/r/n | This protein carries a mouse IgG2a Fc tag at the C-terminus.The protein has a calculated MW of 68.2 kDa. The protein migrates as 80-110 kDa under reducing (R) condition (SDS-PAGE) due to glycosylation./r/n |  |  | Less than 0.1 EU per μg by the LAL method./r/n | >95% as determined by SDS-PAGE./r/n | Lyophilized from 0.22 μm filtered solution in Tris with Glycine, Arginine and NaCl, pH7.5. Normally trehalose is added as protectant before lyophilization.Contact us for customized product form or formulation./r/n | Please see Certificate of Analysis for specific instructions.For best performance, we strongly recommend you to follow the reconstitution protocol provided in the CoA./r/n | For long term storage, the product should be stored at lyophilized state at -20°C or lower.Please avoid repeated freeze-thaw cycles./r/n | SDS-PAGEHuman TrkA (33-417), Mouse IgG2a Fc Tag on SDS-PAGE under reducing (R) condition. The gel was stained with Coomassie Blue. The purity of the protein is greater than 95%. |  |  | Receptor tyrosine kinase involved in the development and the maturation of the central and peripheral nervous systems through regulation of proliferation, differentiation and survival of sympathetic and nervous neurons. High affinity receptor for NGF which is its primary ligand. Can also bind and be activated by NTF3/neurotrophin-3. However, NTF3 only supports axonal extension through NTRK1 but has no effect on neuron survival. Upon dimeric NGF ligand-binding, undergoes homodimerization, autophosphorylation and activation. Recruits, phosphorylates and/or activates several downstream effectors including SHC1, FRS2, SH2B1, SH2B2 and PLCG1 that regulate distinct overlapping signaling cascades driving cell survival and differentiation. In absence of ligand and activation, may promote cell death, making the survival of neurons dependent on trophic factors./r/n |  | (1) Hempstead BL, et al. 1991. Nature. 350(6320):678-83.(2) Klein R, et al. 1991. Cell. 65:189-197.(3) Jing S, et al. 1992. Neuron. 9(6):1067-79./r/n
https://www.acrobiosystems.com/P6345-HEK293Human-TrkB-Stable-Cell-Line.html | HEK293/Human TrkB Stable Cell Line | [12 empty] | Frozen in liquid nitrogen./r/n |  |  |  | This gene encodes a member of the neurotrophic tyrosine receptor kinase (NTRK) family. This kinase is a membrane-bound receptor that, upon neurotrophin binding, phosphorylates itself and members of the MAPK pathway. Signalling through this kinase leads to cell differentiation. Mutations in this gene have been associated with obesity and mood disorders. Alternative splicing results in multiple transcript variants. [provided by RefSeq, May 2014]/r/n | [5 empty] | Binding assay by FACS and cell based ELISA./r/n | [26 empty] | HEK293/Human TrkB Stable Cell Line/r/n | Adherent/r/n | Hygromycin B (150 μg/mL)/r/n | DMEM medium + 10% FBS/r/n | 10% DMSO + 90% FBS/r/n | 1 vial contains at least 5×10^6 cells in 1 mL serum-free cryopreservation medium/r/n | See data sheet for detailed culturing and assay protocol./r/n | This cell line is provided for research use only. This license does not permit you to share, distribute, sell, sublicense, or otherwise make this cell line available for use to other laboratories, departments, research institutions, hospitals, universities, or biotech companies. The license does not permit modification of this cell line in any way. Inappropriate use or distribution of this cell line will result in revocation of the license. Modifications of this cell line, transfer to another facility, or commercial use of the cell lines may require a separate license and additional fees. AcroBiosystems does not warrant the suitability of this cell line for any particular use, and does not accept any liability in connection with the handling or use of this cell line./r/n
https://www.acrobiosystems.com/P629-Human-TrkB--NTRK2-Protein-His-Tag.html | Human TrkB / NTRK2 Protein, His Tag | SDS-PAGE11-99-0-0-0.jpg |  | Bioactivity11-99-0-0-0.jpg | NTRK2,TRKB,GP145-TrkB/r/n | Human TrkB, His Tag(NT2-H5228) is expressed from human 293 cells (HEK293). It contains AA Cys 32 - His 430 (Accession # AAH31835 )./r/nPredicted N-terminus: Cys 32/r/n | This protein carries a polyhistidine tag at the C-terminus.The protein has a calculated MW of 45.2 kDa. The protein migrates as 60-90 kDa under reducing (R) condition (SDS-PAGE) due to glycosylation./r/n |  |  | Less than 1.0 EU per μg by the LAL method./r/n | >95% as determined by SDS-PAGE./r/n | Lyophilized from 0.22 μm filtered solution in PBS, pH7.4 with trehalose as protectant. Contact us for customized product form or formulation./r/n | Please see Certificate of Analysis for specific instructions.For best performance, we strongly recommend you to follow the reconstitution protocol provided in the CoA./r/n | For long term storage, the product should be stored at lyophilized state at -20°C or lower.Please avoid repeated freeze-thaw cycles. This product is stable after storage at: -20°C to -70°C for 12 months in lyophilized state; -70°C for 3 months under sterile conditions after reconstitution./r/n | SDS-PAGEHuman TrkB, His Tag on SDS-PAGE under reducing (R) condition. The gel was stained with Coomassie Blue. The purity of the protein is greater than 95%. |  | Bioactivity-ELISAImmobilized Human BDNF, premium grade (Cat. No. BDF-H5219) at 1 μg/mL (100 μL/well) can bind Human TrkB, His Tag (Cat. No. NT2-H5228) with a linear range of 2-78 ng/mL (Routinely tested).Protocol | Neurotrophic tyrosine kinase receptor type 2 (NTRK2) is also known as BDNF/NT-3 growth factors receptor, Tropomyosin-related kinase B (TRKB) and TrkB tyrosine kinase, which belongs to the protein kinase superfamily or Tyr protein kinase family. Insulin receptor subfamily. NTRK2 / TrkB contains two Ig-like C2-type (immunoglobulin-like) domains, two LRR (leucine-rich) repeats, one LRRCT domain, one LRRNT domain, one protein kinase domain. NTRK2 / Trk-B is expressed in the central and peripheral nervous system. The catalytic activity of NTRK2 is “ATP + a [protein]-L-tyrosine = ADP + a [protein]-L-tyrosine phosphate”. NTRK2 / TrkB involved in the development and the maturation of the central and the peripheral nervous systems through regulation of neuron survival, proliferation, migration, differentiation, and synapse formation and plasticity./r/n
https://www.acrobiosystems.com/P622-Human-TrkB--NTRK2-Protein-Fc-Tag.html | Human TrkB / NTRK2 Protein, Fc Tag | SDS-PAGE11-100-0-0-0.jpg |  | Bioactivity11-100-0-0-0.jpg | NTRK2,TRKB,GP145-TrkB/r/n | Human TrkB, Fc Tag(NT2-H5254) is expressed from human 293 cells (HEK293). It contains AA Cys 32 - His 430 (Accession # AAH31835 )./r/nPredicted N-terminus: Cys 32/r/n | This protein carries a human IgG1 Fc tag at the C-terminus.The protein has a calculated MW of 70.4 kDa. The protein migrates as 86-116 kDa under reducing (R) condition (SDS-PAGE) due to glycosylation./r/n |  |  | Less than 1.0 EU per μg by the LAL method./r/n | >98% as determined by SDS-PAGE./r/n | Lyophilized from 0.22 μm filtered solution in 50 mM Tris, 100 mM Glycine, pH7.5 with trehalose as protectant. Contact us for customized product form or formulation./r/n | Please see Certificate of Analysis for specific instructions.For best performance, we strongly recommend you to follow the reconstitution protocol provided in the CoA./r/n | For long term storage, the product should be stored at lyophilized state at -20°C or lower.Please avoid repeated freeze-thaw cycles. This product is stable after storage at: -20°C to -70°C for 12 months in lyophilized state; -70°C for 3 months under sterile conditions after reconstitution./r/n | SDS-PAGEHuman TrkB, Fc Tag on SDS-PAGE under reducing (R) condition. The gel was stained with Coomassie Blue. The purity of the protein is greater than 98%. |  | Bioactivity-ELISAImmobilized Human BDNF, premium grade (Cat. No. BDF-H5219) at 2 μg/mL (100 μL/well) can bind Human TrkB, Fc Tag (Cat. No. NT2-H5254) with a linear range of 1-20 ng/mL (Routinely tested).Protocol | Neurotrophic tyrosine kinase receptor type 2 (NTRK2) is also known as BDNF/NT-3 growth factors receptor, Tropomyosin-related kinase B (TRKB) and TrkB tyrosine kinase, which belongs to the protein kinase superfamily or Tyr protein kinase family. Insulin receptor subfamily. NTRK2 / TrkB contains two Ig-like C2-type (immunoglobulin-like) domains, two LRR (leucine-rich) repeats, one LRRCT domain, one LRRNT domain, one protein kinase domain. NTRK2 / Trk-B is expressed in the central and peripheral nervous system. The catalytic activity of NTRK2 is “ATP + a [protein]-L-tyrosine = ADP + a [protein]-L-tyrosine phosphate”. NTRK2 / TrkB involved in the development and the maturation of the central and the peripheral nervous systems through regulation of neuron survival, proliferation, migration, differentiation, and synapse formation and plasticity./r/n
https://www.acrobiosystems.com/P879-Human-TYRO3--Dtk-Protein-Fc-Tag.html | Human TYRO3 / Dtk Protein, Fc Tag | SDS-PAGE11-101-0-0-0.jpg |  |  | TYRO3,BYK,DTK,RSE,SKY,TIF/r/n | Human TYRO3, Fc Tag(TY3-H5251) is expressed from human 293 cells (HEK293). It contains AA Ala 41 - Ser 428 (Accession # AAH51756.1 (Q261H))./r/nPredicted N-terminus: Ala 41/r/n | This protein carries a human IgG1 Fc tag at the C-terminusThe protein has a calculated MW of 68.2 kDa. The protein migrates as 86-106 kDa under reducing (R) condition (SDS-PAGE) due to glycosylation./r/n |  |  | Less than 1.0 EU per μg by the LAL method./r/n | >95% as determined by SDS-PAGE./r/n | Lyophilized from 0.22 μm filtered solution in Tris with Glycine, Arginine and NaCl, pH7.5 with trehalose as protectant. Contact us for customized product form or formulation./r/n | Please see Certificate of Analysis for specific instructions.For best performance, we strongly recommend you to follow the reconstitution protocol provided in the CoA./r/n | For long term storage, the product should be stored at lyophilized state at -20°C or lower.Please avoid repeated freeze-thaw cycles. This product is stable after storage at: -20°C to -70°C for 12 months in lyophilized state; -70°C for 3 months under sterile conditions after reconstitution./r/n | SDS-PAGEHuman TYRO3, Fc Tag on SDS-PAGE under reducing (R) condition. The gel was stained with Coomassie Blue. The purity of the protein is greater than 95%. |  |  | Tyrosine-protein kinase receptor TYRO3 is also known as Tyrosine-protein kinase BYK, DTK, RSE, SKY, TIF, which belongs to the protein kinase superfamily, Tyr protein kinase family and AXL/UFO subfamily. TYRO3 regulates many physiological processes including cell survival, migration and differentiation. TYRO3 activates the AKT survival pathway, including nuclear translocation of NF-kappa-B and up-regulation of transcription of NF-kappa-B-regulated genes. TYRO3 interacts (via N-terminus) with extracellular ligands TULP1 and GAS6 By similarity and also interacts with PIK3R1, this interaction increases PI3-kinase activity./r/n

## Receptor tyrosine kinase Serine
link | Product Name | SDS-PAGE-img | SEC-MALS-img | Bioactivity-img | Synonym | Source | Molecular Characterization | Endotoxin | Purity | Formulation | Reconstitution | Storage | SDS-PAGE | Background | Clinical and Translational Updates | Clinical and Translational Updates | Bioactivity
https://www.acrobiosystems.com/P1574-Human-Akt1-Protein-HisStrep-II-Tag.html | Human Akt1 Protein, His,Strep II Tag | SDS-PAGE11-102-0-0-0.jpg |  |  | AKT1,PKB,RAC,RAC-PK-alpha,PKB alpha/r/n | Human Akt1, His,Strep II Tag(AK1-H5283) is expressed from human 293 cells (HEK293). It contains AA Met 1 - Ala 480 (Accession # AAH00479 )./r/nPredicted N-terminus: Met/r/n | This protein carries a polyhistidine tag at the C-terminus, followed by a twin strep tag. The protein has a calculated MW of 59.5 kDa. The protein migrates as 60-66 kDa under reducing (R) condition (SDS-PAGE) due to glycosylation./r/n | Less than 1.0 EU per μg by the LAL method./r/n | >92% as determined by SDS-PAGE./r/n | Lyophilized from 0.22 μm filtered solution in 20 mM Tris, 150 mM NaCl, pH8.0 with trehalose as protectant. Contact us for customized product form or formulation./r/n | Please see Certificate of Analysis for specific instructions.For best performance, we strongly recommend you to follow the reconstitution protocol provided in the CoA./r/n | For long term storage, the product should be stored at lyophilized state at -20°C or lower.Please avoid repeated freeze-thaw cycles. This product is stable after storage at: -20°C to -70°C for 12 months in lyophilized state; -70°C for 3 months under sterile conditions after reconstitution./r/n | SDS-PAGEHuman Akt1, His,Strep II Tag on SDS-PAGE under reducing (R) condition. The gel was stained with Coomassie Blue. The purity of the protein is greater than 92%. | RAC-alpha serine/threonine-protein kinase (AKT1) is also known PKB, Protein kinase B alpha, PKB alpha, Proto-oncogene c-Akt and RAC-PK-alpha, which belongs to the protein kinase superfamily, AGC Ser/Thr protein kinase family and RAC subfamily and is expressed in prostate cancer and levels increase from the normal to the malignant state (at protein level). AKT1 is one of 3 closely related serine/threonine-protein kinases (AKT1, AKT2 and AKT3) called the AKT kinase, and which regulate many processes including metabolism, proliferation, cell survival, growth and angiogenesis. AKT is responsible of the regulation of glucose uptake by mediating insulin-induced translocation of the SLC2A4/GLUT4 glucose transporter to the cell surface. AKT regulates also the storage of glucose in the form of glycogen by phosphorylating GSK3A at Ser-21 and GSK3B at Ser-9, resulting in inhibition of its kinase activity. Phosphorylation of GSK3 isoforms by AKT is also thought to be one mechanism by which cell proliferation is driven. AKT regulates also cell survival via the phosphorylation of MAP3K5 (apoptosis signal-related kinase)./r/n
https://www.acrobiosystems.com/P5616-Human-ALK-1--ACVRL1-Protein-His-Tag.html | Human ALK-1 / ACVRL1 Protein, His Tag | SDS-PAGE11-102-1-0-0.jpg |  |  | ACVRL1,ACVRLK1,ALK-1,HHT,HHT2,ORW2,SKR3,TSR-I/r/n | Human ALK-1, His Tag(AL1-H5228) is expressed from human 293 cells (HEK293). It contains AA Asp 22 - Gln 118 (Accession # P37023 )./r/nPredicted N-terminus: Asp 22/r/n | This protein carries a polyhistidine tag at the C-terminusThe protein has a calculated MW of 12.6 kDa. The protein migrates as 23-28 kDa under reducing (R) condition (SDS-PAGE) due to glycosylation./r/n | Less than 1.0 EU per μg by the LAL method./r/n | >90% as determined by SDS-PAGE./r/n | Lyophilized from 0.22 μm filtered solution in PBS, pH7.4 with trehalose as protectant. Contact us for customized product form or formulation./r/n | Please see Certificate of Analysis for specific instructions.For best performance, we strongly recommend you to follow the reconstitution protocol provided in the CoA./r/n | For long term storage, the product should be stored at lyophilized state at -20°C or lower.Please avoid repeated freeze-thaw cycles. This product is stable after storage at: -20°C to -70°C for 12 months in lyophilized state; -70°C for 3 months under sterile conditions after reconstitution./r/n | SDS-PAGEHuman ALK-1, His Tag on SDS-PAGE under reducing (R) condition. The gel was stained overnight with Coomassie Blue. The purity of the protein is greater than 90%. | Serine/threonine-protein kinase receptor R3 is an enzyme that in humans is encoded by the ALK1 gene. ALK1 is a receptor in the TGF beta signaling pathway. ALK1 protein is a receptor in the TGF beta signaling pathway. It plays an important role in vascular development, remodeling, and pathologic angiogenesis, play a role in stabilizing angiogenic vessels and contribute to resistance to anti-VEGF therapies, ALK1 blockade may represent an effective therapeutic opportunity complementary to the current antiangiogenic modalities in the clinic. Recently, researcher found that, ALK1-Fc inhibited BMP9-mediated Id-1 expression in human umbilical vein endothelial cells and inhibited cord formation by these cells on a Matrigel substrate, in a chick chorioallantoic membrane assay, ALK1-Fc reduced vascular endothelial growth factor-, fibroblast growth factor-, and BMP10-mediated vessel formation, and ALK1-Fc treatment reduced tumor burden in mice receiving orthotopic grafts of MCF7 mammary adenocarcinoma cells./r/n
https://www.acrobiosystems.com/P3021-Human-ALK-7-Protein-His-Tag.html | Human ALK-7 Protein, His Tag | SDS-PAGE11-102-2-0-0.jpg |  |  | ALK-7,ACTR-IC,ACVR1C/r/n | Human ALK-7, His Tag (AL7-H52H5) is expressed from human 293 cells (HEK293). It contains AA Glu 21 - Glu 113 (Accession # Q8NER5-1)./r/nPredicted N-terminus: Glu 21/r/n | This protein carries a polyhistidine tag at the C-terminus.The protein has a calculated MW of 11.9 kDa. The protein migrates as 15-33 kDa under reducing (R) condition (SDS-PAGE) due to glycosylation./r/n | Less than 1.0 EU per μg by the LAL method./r/n | >90% as determined by SDS-PAGE./r/n | Lyophilized from 0.22 μm filtered solution in 20 mM Tris, 150 mM NaCl, pH7.5. Normally trehalose is added as protectant before lyophilization.Contact us for customized product form or formulation./r/n | Please see Certificate of Analysis for specific instructions.For best performance, we strongly recommend you to follow the reconstitution protocol provided in the CoA./r/n | For long term storage, the product should be stored at lyophilized state at -20°C or lower.Please avoid repeated freeze-thaw cycles./r/n | SDS-PAGEHuman ALK-7, His Tag on SDS-PAGE under reducing (R) condition. The gel was stained with Coomassie Blue. The purity of the protein is greater than 90%. | ALK-7 (Activin receptor-like kinase 7) is also known as Activin receptor type-1C, ACTR-IC, ACVR1C. Serine/threonine protein kinase which forms a receptor complex on ligand binding. The receptor complex consisting of 2 type II and 2 type I transmembrane serine/threonine kinases. Type II receptors phosphorylate and activate type I receptors which autophosphorylate, then bind and activate SMAD transcriptional regulators, SMAD2 and SMAD3. Receptor for activin AB, activin B and NODAL. Plays a role in cell differentiation, growth arrest and apoptosis./r/n |  | /r/n
https://www.acrobiosystems.com/P6947-Mouse-MASP3-Protein-His-Tag.html | Mouse MASP3 Protein, His Tag |  |  |  | MASP3, MASP1, CRARF1, RaRF/r/n | Mouse MASP3 Protein, His Tag(MA3-M52H3) is expressed from human 293 cells (HEK293). It contains AA Ile 455 - Arg 733 (Accession # BAB69688.1 )./r/nPredicted N-terminus: Ile 455/r/n | This protein carries a polyhistidine tag at the C-terminus.The protein has a calculated MW of 32.6 kDa./r/n |  |  | Please contact us for detailed information.Contact us for customized product form or formulation./r/n | Please see Certificate of Analysis for specific instructions.For best performance, we strongly recommend you to follow the reconstitution protocol provided in the CoA./r/n | For long term storage, the product should be stored at lyophilized state at -20°C or lower.Please avoid repeated freeze-thaw cycles. This product is stable after storage at: -20°C to -70°C for 12 months in lyophilized state; -70°C for 3 months under sterile conditions after reconstitution./r/n |  | MASP3 is a member of the MASP family. The MASP family proteins were ﬁrst discovered as complexes with mannose-binding lectin (MBL) and therefore named MBL-associated serine proteases, but later, they were found to interact with ﬁcolins, and later still, collectin-10 and collectin-11. As well as proteolytic enzymes (MASP-1, MASP-2, MASP-3), the group includes non-enzymatic factors (MAp19, MAp44). In this review, the association-speciﬁc factors of the lectin pathway with haematologic malignancies and related infections are discussed./r/n
https://www.acrobiosystems.com/P4111-Human-MASP3-%28450-721%29-Protein-His-Tag-%28active-enzyme%29.html | Human MASP3 (450-721) Protein, His Tag (active enzyme) | SDS-PAGE11-102-4-0-0.jpg |  |  | MASP3, MASP1, CRARF1, RaRF/r/n | Human MASP3 (450-721), His Tag(MA3-H52H3) is expressed from human 293 cells (HEK293). It contains AA Ile 450 - Val 721 (Accession # P48740-2 )./r/nPredicted N-terminus: Ile 450/r/n | This protein carries a polyhistidine tag at the C-terminusThe protein has a calculated MW of 31.6 kDa. The protein migrates as 38-45 kDa under reducing (R) condition (SDS-PAGE) due to glycosylation./r/n | Less than 1.0 EU per μg by the LAL method./r/n | >95% as determined by SDS-PAGE./r/n | Lyophilized from 0.22 μm filtered solution in 50 mM Tris, 150 mM NaCl, pH7.5 with trehalose as protectant. Contact us for customized product form or formulation./r/n | Please see Certificate of Analysis for specific instructions.For best performance, we strongly recommend you to follow the reconstitution protocol provided in the CoA./r/n | For long term storage, the product should be stored at lyophilized state at -20°C or lower.Please avoid repeated freeze-thaw cycles. This product is stable after storage at: -20°C to -70°C for 12 months in lyophilized state; -70°C for 3 months under sterile conditions after reconstitution./r/n | SDS-PAGEHuman MASP3 (450-721), His Tag on SDS-PAGE under reducing (R) condition. The gel was stained with Coomassie Blue. The purity of the protein is greater than 95%. | MASP3 is a member of the MASP family. The MASP family proteins were ﬁrstdiscovered as complexes with mannose-binding lectin (MBL) and therefore named MBL-associatedserine proteases, but later, they were found to interact with ﬁcolins, and later still, collectin-10and collectin-11. As well as proteolytic enzymes (MASP-1, MASP-2, MASP-3), the group includesnon-enzymatic factors (MAp19, MAp44). In this review, the association-speciﬁc factors of the lectinpathway with haematologic malignancies and related infections are discussed./r/n |  |  | BioactivityMeasured by its ability to cleave a colorimetric peptide substrate, N-carbobenzyloxy-Lys-ThioBenzyl ester (Z-Lys-SBzl), in the presence of 5,5’Dithio-bis (2-nitrobenzoic acid) (DTNB).The specific activity is >7500 pmol/min/µg,as measured under the described conditions (QC tested).Protocol

## Protease
link | Product Name | SDS-PAGE-img | SEC-MALS-img | Bioactivity-img | Synonym | Source | Molecular Characterization | Endotoxin | Purity | Formulation | Shipping | Storage | SDS-PAGE | SEC-MALS | Bioactivity | Background | Clinical and Translational Updates | Bioactivity-ELISA | Reconstitution | Biotinylation | Biotin:Protein Ratio | Clinical and Translational Updates | Conjugate | Labeling | FITC:Protein Ratio | Protein Ratio | Bioactivity-SPR | Description | Application | Growth Properties | Selection Marker | Culture Medium | Freeze Medium | Quantity | Instructions for Use | License Disclosure | Bioactivity-FACS | Host Species | Clone | Property | State | Positive Control | Clonality | Research Field | Isotype | Typical Data | Control Sample | Cancer Sample | Materials Provided | Assay Principles | Sterility | Mycoplasma
https://www.acrobiosystems.com/P6648-Human-MMP-1-Protein-His-Tag-%28active-enzyme-MALS-verified%29.html | Human MMP-1 Protein, His Tag (active enzyme, MALS verified) | SDS-PAGE11-102-5-0-0.jpg | SEC-MALS11-102-5-0-0.jpg |  | MMP1,CLG,CLGN/r/n | Human MMP-1 Protein, His Tag (MM1-H52H3) is expressed from human 293 cells (HEK293). It contains AA Phe 20 - Asn 469 (Accession # P03956-1 ). It needs to be activated by agents such as APMA in vitro to have hydrolytic activity./r/nPredicted N-terminus: Phe 20/r/n | This protein carries a polyhistidine tag at the C-terminus.The protein has a calculated MW of 53.7 kDa. The protein migrates as 51-61 kDa under reducing (R) condition (SDS-PAGE) due to glycosylation./r/n | Less than 1.0 EU per μg by the LAL method./r/n | >95% as determined by SDS-PAGE./r/n | Supplied as 0.2 μm filtered solution in 25 mM MES, 150 mM NaCl, pH6.0 with trehalose as protectant. Contact us for customized product form or formulation./r/n | This product is supplied and shipped with dry ice, please inquire the shipping cost./r/n | Please avoid repeated freeze-thaw cycles. This product is stable after storage at: The product MUST be stored at -70°C or lower upon receipt; -70°C for 3 months under sterile conditions./r/n | SDS-PAGEHuman MMP-1 Protein, His Tag on SDS-PAGE under reducing (R) condition. The gel was stained with Coomassie Blue. The purity of the protein is greater than 95%. | SEC-MALSThe purity of Human MMP-1 Protein, His Tag (Cat. No. MM1-H52H3) is more than 85% and the molecular weight of this protein is around 60-80 kDa verified by SEC-MALS.Report | BioactivityMeasured by its ability to cleave a fluorogenic peptide substrate Mca-KPLGL-Dpa-AR-NH2. The specific activity is >400 pmol/min/µg (QC tested).Protocol | Proteins of the matrix metalloproteinase (MMP) family are involved in the breakdown of extracellular matrix in normal physiological processes, such as embryonic development, reproduction, and tissue remodeling, as well as in disease processes, such as arthritis and metastasis. Most MMPs are secreted as inactive proproteins which are activated when cleaved by extracellular proteinases. The enzyme encoded by this gene degrades type IV and V collagens. Studies in rhesus monkeys suggest that the enzyme is involved in IL-8-induced mobilization of hematopoietic progenitor cells from bone marrow, and murine studies suggest a role in tumor-associated tissue remodeling. Thrombospondins, intervertebral disc proteins, regulate the effective levels of matrix metalloproteinases (MMPs) 2 and 9, which are key effectors of ECM remodeling.Matrix metalloproteinase-1 (MMP-1) is also known as interstitial collagenase and fibroblast collagenase. MMP­1 is expressed by fibroblasts, keratinocytes, endothelial cells, monocytes and macrophages. MMP-1 breaks down the interstitial collagens, types I, II, and III. MMP­1 can degrade a broad range of substrates including types I, II, III, VII, VIII, and X collagens as well as casein, gelatin, myelin basic protein, L­Selectin, pro­TNF, IL­1β, IGF­BP3, IGF­BP5, pro MMP­2 and pro MMP­9./r/n
https://www.acrobiosystems.com/P4934-Mouse-MMP-2-%2830-460%29-Protein-His-Tag-%28active-enzyme%29.html | Mouse MMP-2 (30-460) Protein, His Tag (active enzyme) | SDS-PAGE11-102-5-1-0.jpg |  |  | MMP2,CLG4,CLG4A,MMP-II,MONA,TBE-1/r/n | Mouse MMP-2 (30-460), His Tag (MM2-M52H9) is expressed from human 293 cells (HEK293). It contains AA Ala 30 - Thr 460 (Accession # P33434-1 ). It needs to be activated by agents such as APMA in vitro to have hydrolytic activity./r/nPredicted N-terminus: Ala 30/r/n | This protein carries a polyhistidine tag at the C-terminus.The protein has a calculated MW of 50.0 kDa. The protein migrates as 50-55 kDa under reducing (R) condition (SDS-PAGE) due to glycosylation./r/n | Less than 1.0 EU per μg by the LAL method./r/n | >85% as determined by SDS-PAGE./r/n | Supplied as 0.2 μm filtered solution in 50 mM Tris, 150 mM NaCl, 20% glycerol, pH7.5 with trehalose as protectant. Contact us for customized product form or formulation./r/n | This product is supplied and shipped with dry ice, please inquire the shipping cost./r/n | Please avoid repeated freeze-thaw cycles. This product is stable after storage at: The product MUST be stored at -70°C or lower upon receipt; -70°C for 6 months under sterile conditions./r/n | SDS-PAGEMouse MMP-2 (30-460), His Tag on SDS-PAGE under reducing (R) condition. The gel was stained with Coomassie Blue. The purity of the protein is greater than 85%. |  | BioactivityMeasured by its ability to cleave the fluorogenic peptide substrate Mca-PLGL-Dpa-AR-NH2. The specific activity is >1,500 pmol/min/µg (QC tested).Protocol | Matrix metalloproteinase-2 (MMP-2) is also known as 72 kDa type IV collagenase, 72 kDa gelatinase, Gelatinase A and CLG4A, which belongs to the peptidase M10A family. MMP-2 / CLG4A contains 3 fibronectin type-II domains and 4 hemopexin-like domains. MMP-2 is produced by normal skin fibroblasts. MMP-2 cleaves the collagen-like sequence Pro-Gln-Gly-¦-Ile-Ala-Gly-Gln. MMP2 involved in diverse functions such as remodeling of the vasculature, angiogenesis, tissue repair, tumor invasion, inflammation, and atherosclerotic plaque rupture. As well as degrading extracellular matrix proteins, can also act on several nonmatrix proteins such as big endothelial 1 and beta-type CGRP promoting vasoconstriction. Also cleaves KISS at a Gly-¦-Leu bond. Appears to have a role in myocardial cell death pathways. Contributes to myocardial oxidative stress by regulating the activity of GSK3beta. Cleaves GSK3beta in vitro. PEX, the C-terminal non-catalytic fragment of MMP2, posseses anti-angiogenic and anti-tumor properties and inhibits cell migration and cell adhesion to FGF2 and vitronectin./r/n
https://www.acrobiosystems.com/P5577-Human-MMP-3-Protein-His-Tag-%28active-enzyme-MALS-verified%29.html | Human MMP-3 Protein, His Tag (active enzyme, MALS verified) | SDS-PAGE11-102-5-2-0.jpg | SEC-MALS11-102-5-2-0.jpg | Bioactivity11-102-5-2-0.jpg | CHDS6/r/n | Human MMP-3, His Tag(MM3-H52H3) is expressed from human 293 cells (HEK293). It contains AA Tyr 18 - Thr 272 (Accession # P08254-1 )./r/nPredicted N-terminus: Tyr 18/r/n | This protein carries a polyhistidine tag at the C-terminusThe protein has a calculated MW of 30.7 kDa. The protein migrates as 32 kDa under reducing (R) condition (SDS-PAGE) due to glycosylation./r/n | Less than 1.0 EU per μg by the LAL method./r/n | >95% as determined by SDS-PAGE./r/n | Supplied as 0.2 μm filtered solution in 25 mM MES,150 mM NaCl,pH 6.0 with glycerol as protectant. Contact us for customized product form or formulation./r/n | This product is supplied and shipped with dry ice, please inquire the shipping cost./r/n | Please avoid repeated freeze-thaw cycles. This product is stable after storage at: The product MUST be stored at -20°C or lower upon receipt; -20°C for 3 months under sterile conditions./r/n | SDS-PAGEHuman MMP-3, His Tag on SDS-PAGE under reducing (R) condition. The gel was stained with Coomassie Blue. The purity of the protein is greater than 95%. | SEC-MALSThe purity of Human MMP-3, His Tag (Cat. No. MM3-H52H3) is more than 85% and the molecular weight of this protein is around 30-43kDa verified by SEC-MALS.Report | BioactivityMeasured by its ability to cleave the fluorogenic peptide substrate, Mca-RPKPVE-Nval-WRK(Dnp)-NH2 . The specific activity is >422 pmol/min/µg (QC tested).Protocol | Matrix metalloproteinase 3 (MMP-3), also known as stromelysin 1 and progelatinase, is encoded by the MMP3 gene. The expression of MMP3 is mainly regulated at the transcriptional level, where gene promoters respond to a variety of stimuli including growth factors, cytokines, carcinogens and proto-oncogene products. MMP-3 degrade II, III, IV, IX and X collagen, proteoglycan, fibronectin, laminin, and elastin. In addition, MMP-3 can also activate other MMPs such as MMP-1, MMP-7 and MMP-9, so MMP-3 plays a key role in connective tissue remodeling. This enzyme is involved in wound repair, atherosclerotic progression, and tumor initiation. Studies of MMP-3 wild type and gene knockout in mice have shown that MMP-3 increases the permeability of the blood-brain barrier after traumatic injury. Nuclear MMP-3 works as a transcription factor and protease./r/n |  | Bioactivity-ELISAImmobilized Human MMP-3, His Tag (Cat. No. MM3-H52H3) at 1 μg/mL (100 μL/well) can bind Anti-MMP3 Polyclonal Antibody with a linear range of Anti-MMP3 Polyclonal Antibody (Routinely tested).Protocol
https://www.acrobiosystems.com/P4701-Human-MMP-7--PUMP1-Protein-His-Tag-%28active-enzyme%29.html | Human MMP-7 / PUMP1 Protein, His Tag (active enzyme) | SDS-PAGE11-102-5-3-0.jpg |  | Bioactivity11-102-5-3-0.jpg | MMP7,Matrilysin,Matrin,MPSL1,PUMP1/r/n | Human MMP-7, His Tag (MM7-H5249) is expressed from human 293 cells (HEK293). It contains AA Leu 18 - Lys 267 (Accession # P09237-1 ). It needs to be activated by agents such as APMA in vitro to have hydrolytic activity./r/nPredicted N-terminus: Leu 18/r/n | This protein carries a polyhistidine tag at the N-terminus.The protein has a calculated MW of 29.7 kDa. The protein migrates as 30 kDa when calibrated against Star Ribbon Pre-stained Protein Marker under reducing (R) condition (SDS-PAGE) due to glycosylation./r/n | Less than 1.0 EU per μg by the LAL method./r/n | >90% as determined by SDS-PAGE./r/n | Supplied as 0.2 μm filtered solution in 10 mM HEPES,150 mM NaCl,pH7.5 with glycerol as protectant. Contact us for customized product form or formulation./r/n | This product is supplied and shipped with dry ice, please inquire the shipping cost./r/n | Please avoid repeated freeze-thaw cycles. This product is stable after storage at: The product MUST be stored at -70°C or lower upon receipt; -70°C for 3 months under sterile conditions./r/n | SDS-PAGEHuman MMP-7, His Tag on SDS-PAGE under reducing (R) condition. The gel was stained with Coomassie Blue. The purity of the protein is greater than 90% (With Star Ribbon Pre-stained Protein Marker). |  | BioactivityMeasured by its ability to cleave the fluorogenic peptide substrate Mca-PLGL-Dpa-AR-NH2. The specific activity is >600 pmol/min/μg (QC tested).Protocol | Matrix metalloproteinase-7（MMP-7）also known as neutrophil collagenase and CLG1，is a member of matrix metalloproteinases (MMPs) family，which degrade components of the extracellular matrix (ECM) and play essential roles in various physiological processes as well as pathological processes. MMP-7 may affect the metastatic behavior of breast cancer cells through protection against lymph node metastasis, underlining the importance of anti-target identification in drug development. MMP-7 in the tumor may have a protective effect against lymph node metastasis./r/n |  | Bioactivity-ELISAImmobilized Human MMP-7, His Tag (Cat. No. MM7-H5249) at 1 μg/mL (100 μL/well) can bind Anti-MMP7 Polyclonal Antibody with a linear range of Anti-MMP7 Polyclonal Antibody (Routinely tested).Protocol
https://www.acrobiosystems.com/P6738-Human-MMP-8-Protein-His-Tag-%28active-enzyme%29.html | Human MMP-8 Protein, His Tag (active enzyme) | SDS-PAGE11-102-5-4-0.jpg |  | Bioactivity11-102-5-4-0.jpg | CLG1 Protein, HNC Protein, MMP-8 Protein, PMNL-CL Protein,/r/n | Human MMP-8 Protein, His Tag (MM8-H52H7) is expressed from human 293 cells (HEK293). It contains AA Phe 21 - Gly 262 (Accession # P22894-1 ). It needs to be activated by agents such as APMA in vitro to have hydrolytic activity./r/nPredicted N-terminus: Phe 21/r/n | This protein carries a polyhistidine tag at the C-terminus.The protein has a calculated MW of 29.0 kDa. The protein migrates as 38-55 kDa when calibrated against Star Ribbon Pre-stained Protein Marker under reducing (R) condition (SDS-PAGE) due to glycosylation./r/n | Less than 1.0 EU per μg by the LAL method./r/n | >90% as determined by SDS-PAGE./r/n | Supplied as 0.2 μm filtered solution in 50 mM Tris,150 mM NaCl,pH8.0 with trehalose as protectant. Contact us for customized product form or formulation./r/n | This product is supplied and shipped with dry ice, please inquire the shipping cost./r/n | Please avoid repeated freeze-thaw cycles. This product is stable after storage at: The product MUST be stored at -70°C or lower upon receipt; -70°C for 3 months under sterile conditions./r/n | SDS-PAGEHuman MMP-8 Protein, His Tag on SDS-PAGE under reducing (R) condition. The gel was stained with Coomassie Blue. The purity of the protein is greater than 90% (With Star Ribbon Pre-stained Protein Marker). |  | BioactivityMeasured by its ability to cleave the fluorogenic peptide substrate, Mca-PLGL-Dpa-AR-NH2. The specific activity is >300 pmol/min/μg (QC tested).Protocol | Matrix metalloproteinase-8（MMP-8）also known as neutrophil collagenase and CLG1，is a member of matrix metalloproteinases (MMPs) family，which degrade components of the extracellular matrix (ECM) and play essential roles in various physiological processes as well as pathological processes. MMP-8 may affect the metastatic behavior of breast cancer cells through protection against lymph node metastasis, underlining the importance of anti-target identification in drug development. MMP-8 in the tumor may have a protective effect against lymph node metastasis./r/n |  | Bioactivity-ELISAImmobilized Human MMP-8 Protein, His Tag (Cat. No. MM8-H52H7) at 1 μg/mL (100 μL/well) can bind Anti-MMP8 Polyclonal Antibody (Cat. No. MM8-H52H7) with a linear range of Anti-MMP8 Polyclonal Antibody (Routinely tested).Protocol
https://www.acrobiosystems.com/P4704-Mouse-MMP-8-Protein-His-Tag-%28active-enzyme-MALS-verified%29.html | Mouse MMP-8 Protein, His Tag (active enzyme, MALS verified) | SDS-PAGE11-102-5-5-0.jpg | SEC-MALS11-102-5-5-0.jpg |  | CLG1 Protein, HNC Protein, MMP-8 Protein, PMNL-CL Protein,/r/n | Mouse MMP-8, His Tag (MM8-M52H8) is expressed from human 293 cells (HEK293). It contains AA Phe 21 - Ser 465 (Accession # O70138-1 ). It needs to be activated by agents such as APMA in vitro to have hydrolytic activity./r/nPredicted N-terminus: Phe 21/r/n | This protein carries a polyhistidine tag at the C-terminus.The protein has a calculated MW of 52.7 Kda. The protein migrates as 63-68 kDa under reducing (R) condition (SDS-PAGE) due to glycosylation./r/n | Less than 1.0 EU per μg by the LAL method./r/n | >95% as determined by SDS-PAGE. >90% as determined by SEC-MALS./r/n | Supplied as 0.2 μm filtered solution in 20 mM MES,150 mM NaCl, pH6.0 with trehalose as protectant. Contact us for customized product form or formulation./r/n | This product is supplied and shipped with dry ice, please inquire the shipping cost./r/n | Please avoid repeated freeze-thaw cycles. This product is stable after storage at: The product MUST be stored at -70°C or lower upon receipt; -70°C for 3 months under sterile conditions./r/n | SDS-PAGEMouse MMP-8, His Tag on SDS-PAGE under reducing (R) condition. The gel was stained with Coomassie Blue. The purity of the protein is greater than 95%. | SEC-MALSThe purity of Mouse MMP-8, His Tag (Cat. No. MM8-M52H8) is more than 90% and the molecular weight of this protein is around 58-73 kDa verified by SEC-MALS.Report | BioactivityMeasured by its ability to cleave a fluorogenic peptide substrate Mca-KPLGL-Dpa-AR-NH2, The specific activity is >400 pmol/min/μg (QC tested).Protocol | Matrix metalloproteinase-8（MMP-8）also known as neutrophil collagenase and CLG1，is a member of matrix metalloproteinases (MMPs) family，which degrade components of the extracellular matrix (ECM) and play essential roles in various physiological processes as well as pathological processes. MMP-8 may affect the metastatic behavior of breast cancer cells through protection against lymph node metastasis, underlining the importance of anti-target identification in drug development. MMP-8 in the tumor may have a protective effect against lymph node metastasis./r/n
https://www.acrobiosystems.com/P6647-Cynomolgus-MMP-9-Protein-His-Tag-%28active-enzyme%29.html | Cynomolgus MMP-9 Protein, His Tag (active enzyme) | SDS-PAGE11-102-5-6-0.jpg |  |  | MMP9,CLG4B,GELB,MANDP2,Gelatinase B/r/n | Cynomolgus MMP-9 Protein, His Tag (MM9-C52H3) is expressed from human 293 cells (HEK293). It contains AA Ala 20 - Pro 469 (Accession # XP_005569271.2 ). It needs to be activated by agents such as APMA in vitro to have hydrolytic activity./r/nPredicted N-terminus: Ala 20/r/n | This protein carries a polyhistidine tag at the C-terminus.The protein has a calculated MW of 51.8 kDa. The protein migrates as 65 kDa when calibrated against Star Ribbon Pre-stained Protein Marker under reducing (R) condition (SDS-PAGE) due to glycosylation./r/n | Less than 1.0 EU per μg by the LAL method./r/n | >90% as determined by SDS-PAGE./r/n | Supplied as 0.2 μm filtered solution in 25 mM Tris, 150 mM NaCl, pH7.5 with glycerol as protectant. Contact us for customized product form or formulation./r/n | This product is supplied and shipped with dry ice, please inquire the shipping cost./r/n | Please avoid repeated freeze-thaw cycles. This product is stable after storage at: The product MUST be stored at -70°C or lower upon receipt; -70°C for 3 months under sterile conditions./r/n | SDS-PAGECynomolgus MMP-9 Protein, His Tag on SDS-PAGE under reducing (R) condition. The gel was stained with Coomassie Blue. The purity of the protein is greater than 90% (With Star Ribbon Pre-stained Protein Marker). |  | BioactivityMeasured by its ability to cleave the fluorogenic peptide substrate, Mca-PLGL-Dpa-AR-NH2. The specific activity is >1500 pmol/min/μg (QC tested).Protocol | Matrix metallopeptidase 9 (MMP-9) is also known as 92 kDa type IV collagenase, 92 kDa gelatinase or gelatinase B (GELB), CLG4B, is secreted from neutrophils, macrophages, and a number of transformed cells, and is the most complex family member in terms of domain structure and regulation of its activity. . Structurally, MMP9 maybe be divided into five distinct domains: a prodomain which is cleaved upon activation, a gelatinbinding domain consisting of three contiguous fibronectin type II units, a catalytic domain containing the zinc binding site, a prolinerich linker region, and a carboxyl terminal hemopexinlike domain. This enzyme degrades various substrates including gelatin, collagen types IV and V, and elastin. MMP9 is involved in a variety of autoimmune diseases such as systemic lupus erythematosus, rheumatoid arthritis, and multiple sclerosis, and be regarded as a potential therapeutic target./r/n
https://www.acrobiosystems.com/P5560-Mouse-MMP-9-%2820-471%29-Protein-His-Tag-%28active-enzyme-MALS-verified%29.html | Mouse MMP-9 (20-471) Protein, His Tag (active enzyme, MALS verified) | SDS-PAGE11-102-5-7-0.jpg | SEC-MALS11-102-5-7-0.jpg |  | MMP9,CLG4B,GELB,MANDP2,Gelatinase B/r/n | Mouse MMP-9 (20-471), His Tag (MM9-M52H1) is expressed from human 293 cells (HEK293). It contains AA Ala 20 - Pro 471 (Accession # P41245-1 ). It needs to be activated by agents such as APMA in vitro to have hydrolytic activity./r/nPredicted N-terminus: Ala 20/r/n | This protein carries a polyhistidine tag at the C-terminus.The protein has a calculated MW of 52.0 kDa. The protein migrates as 60-66 kDa under reducing (R) condition (SDS-PAGE) due to glycosylation./r/n | Less than 1.0 EU per μg by the LAL method./r/n | >95% as determined by SDS-PAGE. >90% as determined by SEC-MALS./r/n | Supplied as 0.2 μm filtered solution in 25 mM Tris,150 mM NaCl,pH7.5,50% Glycerol with trehalose as protectant. Contact us for customized product form or formulation./r/n | This product is supplied and shipped with dry ice, please inquire the shipping cost./r/n | For long term storage, the product should be stored at lyophilized state at -20°C or lower.Please avoid repeated freeze-thaw cycles. This product is stable after storage at: -20°C to -70°C for 12 months in lyophilized state; -70°C for 3 months under sterile conditions after reconstitution./r/n | SDS-PAGEMouse MMP-9 (20-471), His Tag on SDS-PAGE under reducing (R) condition. The gel was stained with Coomassie Blue. The purity of the protein is greater than 95%. | SEC-MALSThe purity of Mouse MMP-9 (20-471), His Tag (Cat. No. MM9-M52H1) is more than 90% and the molecular weight of this protein is around 53-73 kDa verified by SEC-MALS.Report | BioactivityMeasured by its ability to cleave the fluorogenic peptide substrate, Mca-PLGL-Dpa-AR-NH2. The specific activity is >1,500 pmol/min/μg (QC tested).Protocol | Matrix metallopeptidase 9 (MMP-9) is also known as 92 kDa type IV collagenase, 92 kDa gelatinase or gelatinase B (GELB), CLG4B, is secreted from neutrophils, macrophages, and a number of transformed cells, and is the most complex family member in terms of domain structure and regulation of its activity. . Structurally, MMP9 maybe be divided into five distinct domains: a prodomain which is cleaved upon activation, a gelatinbinding domain consisting of three contiguous fibronectin type II units, a catalytic domain containing the zinc binding site, a prolinerich linker region, and a carboxyl terminal hemopexinlike domain. This enzyme degrades various substrates including gelatin, collagen types IV and V, and elastin. MMP9 is involved in a variety of autoimmune diseases such as systemic lupus erythematosus, rheumatoid arthritis, and multiple sclerosis, and be regarded as a potential therapeutic target./r/n
https://www.acrobiosystems.com/P5125-Human-MMP-9-Protein-His-Tag-%28active-enzyme%29-%28MALS-verified%29.html | Human MMP-9 Protein, His Tag (active enzyme) (MALS verified) | SDS-PAGE11-102-5-8-0.jpg | SEC-MALS11-102-5-8-0.jpg |  | MMP9,CLG4B,GELB,MANDP2,Gelatinase B/r/n | Human MMP-9, His Tag (MM9-H5229) is expressed from human 293 cells (HEK293). It contains AA Ala 20 - Pro 469 (Accession # AAH06093.1 ). It needs to be activated by agents such as APMA in vitro to have hydrolytic activity./r/nPredicted N-terminus: Ala 20/r/n | This protein carries a polyhistidine tag at the C-terminus.The protein has a calculated MW of 50.8 kDa. The protein migrates as 65 kDa under reducing (R) condition (SDS-PAGE) due to glycosylation./r/n | Less than 1.0 EU per μg by the LAL method./r/n | >95% as determined by SDS-PAGE. >90% as determined by SEC-MALS./r/n | Supplied as 0.2 μm filtered solution in 25 mM Tris, 150 mM NaCl, 20% glycerol, pH7.5 with trehalose as protectant. Contact us for customized product form or formulation./r/n | This product is supplied and shipped with dry ice, please inquire the shipping cost./r/n | Please avoid repeated freeze-thaw cycles. This product is stable after storage at: The product MUST be stored at -70°C or lower upon receipt; -70°C for 3 months under sterile conditions./r/n | SDS-PAGEHuman MMP-9, His Tag on SDS-PAGE under reducing (R) condition. The gel was stained with Coomassie Blue. The purity of the protein is greater than 95%. | SEC-MALSThe purity of Human MMP-9, His Tag (Cat. No. MM9-H5229) is more than 90% and the molecular weight of this protein is around 50-70 kDa verified by SEC-MALS.Report | BioactivityMeasured by its ability to cleave the fluorogenic peptide substrate Mca-PLGL-Dpa-AR-NH2. The specific activity is >3,000 pmol/min/μg (QC tested).Protocol | Matrix metallopeptidase 9 (MMP-9) is also known as 92 kDa type IV collagenase, 92 kDa gelatinase or gelatinase B (GELB), CLG4B, is secreted from neutrophils, macrophages, and a number of transformed cells, and is the most complex family member in terms of domain structure and regulation of its activity. . Structurally, MMP9 maybe be divided into five distinct domains: a prodomain which is cleaved upon activation, a gelatinbinding domain consisting of three contiguous fibronectin type II units, a catalytic domain containing the zinc binding site, a prolinerich linker region, and a carboxyl terminal hemopexinlike domain. This enzyme degrades various substrates including gelatin, collagen types IV and V, and elastin. MMP9 is involved in a variety of autoimmune diseases such as systemic lupus erythematosus, rheumatoid arthritis, and multiple sclerosis, and be regarded as a potential therapeutic target./r/n
https://www.acrobiosystems.com/P281-Human-MMP-9-Protein-His-Tag-%28active-enzyme%29.html | Human MMP-9 Protein, His Tag (active enzyme) | SDS-PAGE11-102-5-9-0.jpg |  |  | MMP9,CLG4B,GELB,MANDP2,Gelatinase B/r/n | Human MMP-9, His Tag (MM9-H5221) is expressed from human 293 cells (HEK293). It contains AA Ala 20 - Pro 469 (Accession # AAH06093 ). It needs to be activated by agents such as APMA in vitro to have hydrolytic activity./r/nPredicted N-terminus: Ala 20/r/n | This protein carries a polyhistidine tag at the C-terminusThe protein has a calculated MW of 50.8 kDa. The protein migrates as 58-66 kDa under reducing (R) condition (SDS-PAGE) due to glycosylation./r/n | Less than 1.0 EU per μg by the LAL method./r/n | >90% as determined by SDS-PAGE./r/n | Lyophilized from 0.22 μm filtered solution in 50 mM Tris, 150 mM NaCl, pH7.5 with trehalose as protectant. Contact us for customized product form or formulation./r/n |  | For long term storage, the product should be stored at lyophilized state at -20°C or lower.Please avoid repeated freeze-thaw cycles. This product is stable after storage at: -20°C to -70°C for 12 months in lyophilized state; -70°C for 3 months under sterile conditions after reconstitution./r/n | SDS-PAGEHuman MMP-9, His Tag on SDS-PAGE under reducing (R) condition. The gel was stained with Coomassie Blue. The purity of the protein is greater than 90%. |  | BioactivityMeasured by its ability to cleave the fluorogenic peptide substrate Mca-PLGL-Dpa-AR-NH2. The specific activity is >2,500 pmol/min/µg (QC tested).Protocol | Matrix metallopeptidase 9 (MMP-9) is also known as 92 kDa type IV collagenase, 92 kDa gelatinase or gelatinase B (GELB), CLG4B, is secreted from neutrophils, macrophages, and a number of transformed cells, and is the most complex family member in terms of domain structure and regulation of its activity. . Structurally, MMP9 maybe be divided into five distinct domains: a prodomain which is cleaved upon activation, a gelatinbinding domain consisting of three contiguous fibronectin type II units, a catalytic domain containing the zinc binding site, a prolinerich linker region, and a carboxyl terminal hemopexinlike domain. This enzyme degrades various substrates including gelatin, collagen types IV and V, and elastin. MMP9 is involved in a variety of autoimmune diseases such as systemic lupus erythematosus, rheumatoid arthritis, and multiple sclerosis, and be regarded as a potential therapeutic target./r/n |  |  | Please see Certificate of Analysis for specific instructions.For best performance, we strongly recommend you to follow the reconstitution protocol provided in the CoA./r/n
https://www.acrobiosystems.com/P6221-Human-MMP-10-Protein-Tag-Free.html | Human MMP-10 Protein, Tag Free |  |  |  | SL-2, STMY2/r/n | Human MMP-10 Protein, Tag Free(MM0-H5213) is expressed from human 293 cells (HEK293). It contains AA Tyr 18 - Cys 476 (Accession # P09238 )./r/nPredicted N-terminus: Tyr 18/r/n | This protein carries no "tag"The protein has a calculated MW of 52.3 kDa ¦ 43.9 kDa./r/n |  |  | Please contact us for detailed information.Contact us for customized product form or formulation./r/n |  | For long term storage, the product should be stored at lyophilized state at -20°C or lower.Please avoid repeated freeze-thaw cycles. This product is stable after storage at: -20°C to -70°C for 12 months in lyophilized state; -70°C for 3 months under sterile conditions after reconstitution./r/n |  |  |  | Degrades extracellular matrix. Proposed to play a role in breast cancer invasion and metastasis. Exhibits trypsin-like activity as defined by cleavage of synthetic substrates with Arg or Lys as the P1 site. Involved in the terminal differentiation of keratinocytes through prostasin (PRSS8) activation and filaggrin (FLG) processing; Cleaves various synthetic substrates with Arg or Lys at the P1 position and prefers small side-chain amino acids, such as Ala and Gly, at the P2 position./r/n |  |  | Please see Certificate of Analysis for specific instructions.For best performance, we strongly recommend you to follow the reconstitution protocol provided in the CoA./r/n
https://www.acrobiosystems.com/P4412-Biotinylated-Mouse-EMMPRIN--CD147-Protein-HisAvitag%E2%84%A2-%28MALS-verified%29.html | Biotinylated Mouse EMMPRIN / CD147 Protein, His,Avitag™ (MALS verified) | SDS-PAGE11-102-5-11-0.jpg | SEC-MALS11-102-5-11-0.jpg |  | Basigin,BSG,5F7,CD147,EMMPRIN,M6,OK,TCSF/r/n | Biotinylated Human EMMPRIN, His,Avitag (CD7-M82E8) is expressed from human 293 cells (HEK293). It contains AA Ala 22 - Ala 211 (Accession # NP_001070652.1)./r/nPredicted N-terminus: Ala 22/r/n | This protein carries a polyhistidine tag at the C-terminus, followed by an Avi tag (Avitag™).The protein has a calculated MW of 24.3 kDa. The protein migrates as 33-45 kDa under reducing (R) condition (SDS-PAGE) due to glycosylation./r/n | Less than 1.0 EU per μg by the LAL method./r/n | >90% as determined by SDS-PAGE./r/n | Lyophilized from 0.22 μm filtered solution in PBS, pH 7.4. Normally trehalose is added as protectant before lyophilization.Contact us for customized product form or formulation./r/n |  | For long term storage, the product should be stored at lyophilized state at -20°C or lower.Please avoid repeated freeze-thaw cycles./r/n | SDS-PAGEBiotinylated Human EMMPRIN, His,Avitag on SDS-PAGE under reducing (R) condition. The gel was stained with Coomassie Blue. The purity of the protein is greater than 90%. | SEC-MALSThe purity of Biotinylated Human EMMPRIN, His,Avitag (Cat. No. CD7-M82E8) is more than 85% and the molecular weight of this protein is around 28-42kDa verified by SEC-MALS.Report |  | CD147, also known as Basigin (BSG), or extracellular matrix metalloproteinase inducer (EMMPRIN). The human basigin protein contains 269 amino acids that form two heavily glycosylated C2 type immunoglobulin-like domains at the N-terminal extracellular portion. A second form of basigin has also been characterized that contains one additional immunoglobulin-like domain in its extracellular portion. As members of the immunoglobulin superfamily play fundamental roles in intercellular recognition involved in various immunologic phenomena, differentiation, and development, basigin is thought also to play a role in intercellular recognition and regulate several distinct functions, such as spermatogenesis, expression of the monocarboxylate transporter and the responsiveness of lymphocytes. Basigin is a type I integral membrane receptor that has many ligands, including the cyclophilin (CyP) proteins Cyp-A and CyP-B and certain integrins./r/n |  |  | Please see Certificate of Analysis for specific instructions.For best performance, we strongly recommend you to follow the reconstitution protocol provided in the CoA./r/n | Biotinylation of this product is performed using Avitag™ technology. Briefly, the single lysine residue in the Avitag is enzymatically labeled with biotin./r/n | Passed as determined by the HABA assay / binding ELISA./r/n
https://www.acrobiosystems.com/P3524-FITC-Labeled-Human-EMMPRIN--CD147-Protein-His-Tag.html | FITC-Labeled Human EMMPRIN / CD147 Protein, His Tag | SDS-PAGE11-102-5-12-0.jpg |  | Bioactivity11-102-5-12-0.jpg | Basigin,BSG,5F7,CD147,EMMPRIN,M6,OK,TCSF/r/n | FITC-Labeled Human EMMPRIN, His Tag (CD7-HF222) is expressed from human 293 cells (HEK293). It contains AA Ala 22 - His 205 (Accession # P35613-2). It is the FITC labeled form of Human EMMPRIN, His Tag (CD7-H5222)./r/nPredicted N-terminus: Ala 22/r/n | This protein carries a polyhistidine tag at the C-terminus.The protein has a calculated MW of 20.9 kDa. The protein migrates as 28-35 kDa under reducing (R) condition (SDS-PAGE) due to glycosylation./r/n | Less than 1.0 EU per μg by the LAL method./r/n | >90% as determined by SDS-PAGE./r/n | Lyophilized from 0.22 μm filtered solution in PBS, pH7.4. Normally trehalose is added as protectant before lyophilization.Contact us for customized product form or formulation./r/n |  | For long term storage, the product should be stored at lyophilized state at -20°C or lower.Please protect from light and avoid repeated freeze-thaw cycles./r/n | SDS-PAGEFITC-Labeled Human EMMPRIN, His Tag on SDS-PAGE under reducing (R) condition. The gel was stained with Coomassie Blue. The purity of the protein is greater than 90%. |  |  | CD147 is also known as Basigin (BSG), or extracellular matrix metalloproteinase inducer (EMMPRIN). The human basigin protein contains 269 amino acids that form two heavily glycosylated C2 type immunoglobulin-like domains at the N-terminal extracellular portion. A second form of basigin has also been characterized that contains one additional immunoglobulin-like domain in its extracellular portion. As members of the immunoglobulin superfamily play fundamental roles in intercellular recognition involved in various immunologic phenomena, differentiation, and development, basigin is thought also to play a role in intercellular recognition and regulate several distinct functions, such as spermatogenesis, expression of the monocarboxylate transporter and the responsiveness of lymphocytes. Basigin is a type I integral membrane receptor that has many ligands, including the cyclophilin (CyP) proteins Cyp-A and CyP-B and certain integrins./r/n |  | Bioactivity-ELISAImmobilized Anti-EMMPRIN Antibody, Mouse IgG1 at 5 μg/mL (100 μL/well) can bind FITC-Labeled Human EMMPRIN, His Tag (Cat. No. CD7-HF222) with a linear range of 0.01-0.078 μg/mL (QC tested).Protocol | Please see Certificate of Analysis for specific instructions.For best performance, we strongly recommend you to follow the reconstitution protocol provided in the CoA./r/n |  |  |  | FITC Excitation source: 488 nm spectral line, argon-ion laser Excitation Wavelength: 488 nm Emission Wavelength: 535 nm/r/n | The primary amines in the side chains of lysine residues and the N-terminus of the protein are conjugated with FITC using standard chemical labeling method. The residual FITC is removed by molecular sieve treatment during purification process./r/n | The FITC to protein molar ratio is 1-3./r/n
https://www.acrobiosystems.com/P2361-Biotinylated-Human-EMMPRIN--CD147-Protein-Avitag%E2%84%A2His-Tag-%28MALS-verified%29.html | Biotinylated Human EMMPRIN / CD147 Protein, Avitag™,His Tag (MALS verified) | SDS-PAGE11-102-5-13-0.jpg | SEC-MALS11-102-5-13-0.jpg | Bioactivity11-102-5-13-0.jpg | Basigin,BSG,5F7,CD147,EMMPRIN,M6,OK,TCSF/r/n | Biotinylated Human EMMPRIN, Avitag,His Tag(CD7-H82E0) is expressed from human 293 cells (HEK293). It contains AA Ala 22 - His 205 (Accession # P35613-2 )./r/nPredicted N-terminus: Ala 22/r/n | This protein carries an Avi tag (Avitag™) at the C-terminus, followed by a polyhistidine tagThe protein has a calculated MW of 22.8 kDa. The protein migrates as 30-45 kDa under reducing (R) condition (SDS-PAGE) due to glycosylation./r/n | Less than 1.0 EU per μg by the LAL method./r/n | >92% as determined by SDS-PAGE. >90% as determined by SEC-MALS./r/n | Lyophilized from 0.22 μm filtered solution in PBS, pH7.4 with trehalose as protectant. Contact us for customized product form or formulation./r/n |  | For long term storage, the product should be stored at lyophilized state at -20°C or lower.Please avoid repeated freeze-thaw cycles. This product is stable after storage at: -20°C to -70°C for 12 months in lyophilized state; -70°C for 3 months under sterile conditions after reconstitution./r/n | SDS-PAGEBiotinylated Human EMMPRIN, Avitag,His Tag on SDS-PAGE under reducing (R) condition. The gel was stained with Coomassie Blue. The purity of the protein is greater than 92%. | SEC-MALSThe purity of Biotinylated Human EMMPRIN, Avitag,His Tag (Cat. No. CD7-H82E0) is more than 90% and the molecular weight of this protein is around 25-35 kDa verified by SEC-MALS.Report |  | CD147, also known as Basigin (BSG), or extracellular matrix metalloproteinase inducer (EMMPRIN). The human basigin protein contains 269 amino acids that form two heavily glycosylated C2 type immunoglobulin-like domains at the N-terminal extracellular portion. A second form of basigin has also been characterized that contains one additional immunoglobulin-like domain in its extracellular portion. As members of the immunoglobulin superfamily play fundamental roles in intercellular recognition involved in various immunologic phenomena, differentiation, and development, basigin is thought also to play a role in intercellular recognition and regulate several distinct functions, such as spermatogenesis, expression of the monocarboxylate transporter and the responsiveness of lymphocytes. Basigin is a type I integral membrane receptor that has many ligands, including the cyclophilin (CyP) proteins Cyp-A and CyP-B and certain integrins./r/n |  | Bioactivity-ELISAImmobilized Biotinylated Human EMMPRIN, Avitag,His Tag (Cat. No. CD7-H82E0) at 1 μg/mL (100 μL/well) on streptavidin (Cat. No. STN-N5116) precoated (0.5 μg/well) plate can bind Anti-EMMPRIN Antibody, Mouse IgG1 with a linear range of 0.1-4 ng/mL (QC tested).ProtocolImmobilized Anti-EMMPRIN Antibody, Mouse IgG1 at 1 μg/mL (100 μL/well) can bind Biotinylated Human EMMPRIN, Avitag,His Tag (Cat. No. CD7-H82E0) with a linear range of 0.2-5 ng/mL (Routinely tested).Protocol | Please see Certificate of Analysis for specific instructions.For best performance, we strongly recommend you to follow the reconstitution protocol provided in the CoA./r/n |  |  |  |  | Biotinylation of this product is performed using Avitag™ technology. Briefly, the single lysine residue in the Avitag is enzymatically labeled with biotin./r/n |  | Passed as determined by the HABA assay / binding ELISA./r/n
https://www.acrobiosystems.com/P618-Human-EMMPRIN--CD147-Protein-Fc-Tag.html | Human EMMPRIN / CD147 Protein, Fc Tag | SDS-PAGE11-102-5-14-0.jpg |  | Bioactivity11-102-5-14-0.jpg | Basigin,BSG,5F7,CD147,EMMPRIN,M6,OK,TCSF/r/n | Human EMMPRIN, Fc Tag(CD7-H5259) is expressed from human 293 cells (HEK293). It contains AA Ala 22 - His 205 (Accession # NP_940991.1 )./r/nPredicted N-terminus: Ala 22/r/n | This protein carries a human IgG1 Fc tag at the C-terminusThe protein has a calculated MW of 46.3 kDa. The protein migrates as 55-66 kDa under reducing (R) condition (SDS-PAGE) due to glycosylation./r/n | Less than 1.0 EU per μg by the LAL method./r/n | >95% as determined by SDS-PAGE./r/n | Lyophilized from 0.22 μm filtered solution in 50 mM Tris, 100 mM Glycine, pH7.5 with trehalose as protectant. Contact us for customized product form or formulation./r/n |  | For long term storage, the product should be stored at lyophilized state at -20°C or lower.Please avoid repeated freeze-thaw cycles. This product is stable after storage at: -20°C to -70°C for 12 months in lyophilized state; -70°C for 3 months under sterile conditions after reconstitution./r/n | SDS-PAGEHuman EMMPRIN, Fc Tag on SDS-PAGE under reducing (R) condition. The gel was stained with Coomassie Blue. The purity of the protein is greater than 95%. |  |  | CD147, also known as Basigin (BSG), or extracellular matrix metalloproteinase inducer (EMMPRIN). The human basigin protein contains 269 amino acids that form two heavily glycosylated C2 type immunoglobulin-like domains at the N-terminal extracellular portion. A second form of basigin has also been characterized that contains one additional immunoglobulin-like domain in its extracellular portion. As members of the immunoglobulin superfamily play fundamental roles in intercellular recognition involved in various immunologic phenomena, differentiation, and development, basigin is thought also to play a role in intercellular recognition and regulate several distinct functions, such as spermatogenesis, expression of the monocarboxylate transporter and the responsiveness of lymphocytes. Basigin is a type I integral membrane receptor that has many ligands, including the cyclophilin (CyP) proteins Cyp-A and CyP-B and certain integrins./r/n |  | Bioactivity-ELISAImmobilized Human EMMPRIN, Fc Tag (Cat. No. CD7-H5259) at 1 μg/mL (100 μL/well) can bind Anti-EMMPRIN Antibody, Mouse IgG1 with a linear range of 0.2-4 ng/mL (QC tested).Protocol | Please see Certificate of Analysis for specific instructions.For best performance, we strongly recommend you to follow the reconstitution protocol provided in the CoA./r/n
https://www.acrobiosystems.com/P199-Human-EMMPRIN--CD147-Protein-His-Tag-%28MALS-verified%29.html | Human EMMPRIN / CD147 Protein, His Tag (MALS verified) | SDS-PAGE11-102-5-15-0.jpg | SEC-MALS11-102-5-15-0.jpg | Bioactivity11-102-5-15-0.jpg | Basigin,BSG,5F7,CD147,EMMPRIN,M6,OK,TCSF/r/n | Human EMMPRIN, His Tag(CD7-H5222) is expressed from human 293 cells (HEK293). It contains AA Ala 22 - His 205 (Accession # NP_940991.1 )./r/nPredicted N-terminus: Ala 22/r/n | This protein carries a polyhistidine tag at the C-terminusThe protein has a calculated MW of 20.9 kDa. The protein migrates as 26-33 kDa under reducing (R) condition (SDS-PAGE) due to glycosylation./r/n | Less than 1.0 EU per μg by the LAL method./r/n | >95% as determined by SDS-PAGE. >95% as determined by SEC-MALS./r/n | Lyophilized from 0.22 μm filtered solution in PBS, pH7.4 with trehalose as protectant. Contact us for customized product form or formulation./r/n |  | For long term storage, the product should be stored at lyophilized state at -20°C or lower.Please avoid repeated freeze-thaw cycles. This product is stable after storage at: -20°C to -70°C for 12 months in lyophilized state; -70°C for 3 months under sterile conditions after reconstitution./r/n | SDS-PAGEHuman EMMPRIN, His Tag on SDS-PAGE under reducing (R) condition. The gel was stained with Coomassie Blue. The purity of the protein is greater than 95%. | SEC-MALSThe purity of Human EMMPRIN, His Tag (Cat. No. CD7-H5222) is more than 95% and the molecular weight of this protein is around 20-30 kDa verified by SEC-MALS.Report |  | CD147, also known as Basigin (BSG), or extracellular matrix metalloproteinase inducer (EMMPRIN). The human basigin protein contains 269 amino acids that form two heavily glycosylated C2 type immunoglobulin-like domains at the N-terminal extracellular portion. A second form of basigin has also been characterized that contains one additional immunoglobulin-like domain in its extracellular portion. As members of the immunoglobulin superfamily play fundamental roles in intercellular recognition involved in various immunologic phenomena, differentiation, and development, basigin is thought also to play a role in intercellular recognition and regulate several distinct functions, such as spermatogenesis, expression of the monocarboxylate transporter and the responsiveness of lymphocytes. Basigin is a type I integral membrane receptor that has many ligands, including the cyclophilin (CyP) proteins Cyp-A and CyP-B and certain integrins./r/n |  | Bioactivity-ELISAImmobilized Human EMMPRIN, His Tag (Cat. No. CD7-H5222) at 1 μg/mL (100 μL/well) can bind Anti-EMMPRIN Antibody, Mouse IgG1 with a linear range of 0.2-4 ng/mL (QC tested).Protocol | Please see Certificate of Analysis for specific instructions.For best performance, we strongly recommend you to follow the reconstitution protocol provided in the CoA./r/n
https://www.acrobiosystems.com/P4911-Human-Cathepsin-S--CTSS-Protein-His-Tag-%28active-enzyme-MALS-verified%29.html | Human Cathepsin S / CTSS Protein, His Tag (active enzyme, MALS verified) | SDS-PAGE11-102-5-16-0.jpg | SEC-MALS11-102-5-16-0.jpg |  | CTSS,Cathepsin S/r/n | Human Cathepsin S, His Tag (CTS-H52H9) is expressed from human 293 cells (HEK293). It contains AA Gln 17 - Ile 331 (Accession # P25774-1)./r/nPredicted N-terminus: Gln 17/r/n | This protein carries a polyhistidine tag at the C-terminus. This protein contains an Activation peptide(17 Q-114 I), and will be partially processed into Pro form with calculated MW of 39 kDa and mature form with calculated MW of 28 kDa under reducing (R) condition./r/n | Less than 1.0 EU per μg by the LAL method./r/n | >90% as determined by SDS-PAGE.>90% as determined by SEC-MALS./r/n | Supplied as 0.2 μm filtered solution in 12.5 mM MES, 75 mM NaCl, pH6.5 with glycerol as protectant.Contact us for customized product form or formulation./r/n | This product is supplied and shipped with dry ice, please inquire the shipping cost./r/n | Please avoid repeated freeze-thaw cycles and long term storage after opening./r/n | SDS-PAGEHuman Cathepsin S, His Tag on SDS-PAGE under reducing (R) condition. The gel was stained with Coomassie Blue. The purity of the protein is greater than 90%. | SEC-MALSThe purity of Human Cathepsin S, His Tag (Cat. No. CTS-H52H9) is more than 90% and the molecular weight of this protein is around 70-92 kDa verified by SEC-MALS.Report | BioactivityMeasured by its ability to cleave the fluorogenic peptide substrate, Mca­RPKPVE­Nval­WRK(Dnp)­NH2. The specific activity is >1200 pmol/min/µg, as measured under the described conditions (QC tested).Protocol | Cathepsin S is also known as CTSS, which is a member of the peptidase C1 family. Cathepsin S is a lysosomal cysteine protease that may participate in the degradation of antigenic proteins to peptides for presentation on MHC class II molecules. Cathepsin S can function as an elastase over a broad pH range in alveolar macrophages. The catalytic activity of cathepsin S is similar to cathepsin L, but with much less activity on Z-Phe-Arg-¦-NHMec, and more activity on the Z-Val-Val-Arg-¦-Xaa compound./r/n
https://www.acrobiosystems.com/P4984-Mouse-Cathepsin-B--CTSB-Protein-His-Tag-%28active-enzyme-MALS-verified%29.html | Mouse Cathepsin B / CTSB Protein, His Tag (active enzyme, MALS verified) | SDS-PAGE11-102-5-17-0.jpg | SEC-MALS11-102-5-17-0.jpg |  | CTSB,CPSB,APPS/r/n | Mouse Cathepsin B, His Tag(CTB-M52H9) is expressed from human 293 cells (HEK293). It contains AA His 18 - Phe 339 (Accession # P10605-1 )./r/nPredicted N-terminus: His 18/r/n | This protein carries a polyhistidine tag at the C-terminus. This protein contains an Activation peptide, and will be partially processed into Pro form with calculated MW of 37.3 kDa and mature form with calculated MW of 29 kDa under reducing (R) condition. The protein migrates as 43-47 kDa and 32-35 kDa under reducing (R) condition (SDS-PAGE) due to glycosylation./r/n | Less than 1.0 EU per μg by the LAL method./r/n | >90% as determined by SDS-PAGE. >90% as determined by SEC-MALS./r/n | Lyophilized from 0.22 μm filtered solution in 50 mM Tris, 150 mM NaCl, pH7.5 with trehalose as protectant. Contact us for customized product form or formulation./r/n |  | For long term storage, the product should be stored at lyophilized state at -20°C or lower.Please avoid repeated freeze-thaw cycles. This product is stable after storage at: -20°C to -70°C for 12 months in lyophilized state; -70°C for 3 months under sterile conditions after reconstitution./r/n | SDS-PAGEMouse Cathepsin B, His Tag on SDS-PAGE under reducing (R) condition. The gel was stained with Coomassie Blue. The purity of the protein is greater than 90%. | SEC-MALSThe purity of Mouse Cathepsin B, His Tag (Cat. No. CTB-M52H9) is more than 90% and the molecular weight of this protein is around 45-55 kDa verified by SEC-MALS.Report | BioactivityMeasured by its ability to cleave the fluorogenic peptide substrate Z-LR-AMC. The specific activity is >2,800 pmol/min/µg, as measured under the described conditions(QC tested).Protocol | Cathepsin B (CTSB) is also known as APP secretase (APPS) and CPSB, is an enzymatic protein belonging to the peptidase C1 family. Cathepsin B / CTSB is synthesized as a preproenzyme. Following removal of the signal peptide, the inactive proenzyme undergoes further modifications including removal of the pro region to result in the active enzyme. The catalytic activity of Cathepsin B / APPS contains: Hydrolysis of proteins with broad specificity for peptide bonds; Preferentially cleaves -Arg-Arg-¦-Xaa bonds in small molecule substrates (thus differing from cathepsin L); In addition to being an endopeptidase, shows peptidyl-dipeptidase activity, liberating C-terminal dipeptides. As a thiol protease, cathepsin B / CPSB is believed to participate in intracellular degradation and turnover of proteins and has also been implicated in tumor invasion and metastasis. Overexpression of cathepsin B has been associated with esophageal adenocarcinoma and other tumors./r/n |  |  | Please see Certificate of Analysis for specific instructions.For best performance, we strongly recommend you to follow the reconstitution protocol provided in the CoA./r/n
https://www.acrobiosystems.com/P456-Human-Cathepsin-B--CTSB-Protein-His-Tag-%28active-enzyme-MALS-verified%29.html | Human Cathepsin B / CTSB Protein, His Tag (active enzyme, MALS verified) | SDS-PAGE11-102-5-18-0.jpg | SEC-MALS11-102-5-18-0.jpg |  | CTSB,CPSB,APPS/r/n | Human Cathepsin B, His Tag(CTB-H5222) is expressed from human 293 cells (HEK293). It contains AA Arg 18 - Ile 339 (Accession # P07858-1 (L26V))./r/nPredicted N-terminus: Arg 18 & Leu 80/r/n | This protein carries a polyhistidine tag at the C-terminus.The Human Cathepsin B will be further processed into mature form (Leu 80-Ile 339). The protein has a calculated MW of 36.7 kDa (pro-form) and 29.5 kDa (mature-form). The protein migrates as 42-50 kDa and 34 kDa under reducing (R) condition (SDS-PAGE) due to glycosylation./r/n | Less than 1.0 EU per μg by the LAL method./r/n | >95% as determined by SDS-PAGE. >90% as determined by SEC-MALS./r/n | Lyophilized from 0.22 μm filtered solution in 50 mM Tris, 150 mM NaCl, pH8.0 with trehalose as protectant. Contact us for customized product form or formulation./r/n |  | For long term storage, the product should be stored at lyophilized state at -20°C or lower.Please avoid repeated freeze-thaw cycles. This product is stable after storage at: -20°C to -70°C for 12 months in lyophilized state; -70°C for 3 months under sterile conditions after reconstitution./r/n | SDS-PAGEHuman Cathepsin B, His Tag on SDS-PAGE under reducing (R) condition. The gel was stained with Coomassie Blue. The purity of the protein is greater than 95%. | SEC-MALSThe purity of Human Cathepsin B, His Tag (Cat. No. CTB-H5222) is more than 90% and the molecular weight of this protein is around 60-75 kDa verified by SEC-MALS.Report | BioactivityMeasured by its ability to cleave the fluorogenic peptide substrate Z-LR-AMC. The specific activity is >2,500 pmol/min/µg, as measured under the described conditions (QC tested).Protocol | Cathepsin B (CTSB) is also known as APP secretase (APPS) and CPSB, is an enzymatic protein belonging to the peptidase C1 family. Cathepsin B / CTSB is synthesized as a preproenzyme. Following removal of the signal peptide, the inactive proenzyme undergoes further modifications including removal of the pro region to result in the active enzyme. The catalytic activity of Cathepsin B / APPS contains: Hydrolysis of proteins with broad specificity for peptide bonds; Preferentially cleaves -Arg-Arg-¦-Xaa bonds in small molecule substrates (thus differing from cathepsin L); In addition to being an endopeptidase, shows peptidyl-dipeptidase activity, liberating C-terminal dipeptides. As a thiol protease, cathepsin B / CPSB is believed to participate in intracellular degradation and turnover of proteins and has also been implicated in tumor invasion and metastasis. Overexpression of cathepsin B has been associated with esophageal adenocarcinoma and other tumors./r/n |  |  | Please see Certificate of Analysis for specific instructions.For best performance, we strongly recommend you to follow the reconstitution protocol provided in the CoA./r/n
https://www.acrobiosystems.com/P6831-Human-Cathepsin-L--CTSL1-Protein-His-Tag-%28active-enzyme%29.html | Human Cathepsin L / CTSL1 Protein, His Tag (active enzyme) | SDS-PAGE11-102-5-19-0.jpg |  |  | CTSL1,MEP,CATL,CTSL/r/n | Human Cathepsin L Protein, His Tag(CAL-H52H3) is expressed from human 293 cells (HEK293). It contains AA Thr 18 - Val 333 (Accession # P07711-1 )./r/nPredicted N-terminus: Thr 18/r/n | This protein carries a polyhistidine tag at the C-terminus.The protein has a calculated MW of 37.8 kDa. The protein migrates as 31-33 kDa when calibrated against Star Ribbon Pre-stained Protein Marker under reducing (R) condition (SDS-PAGE) due to glycosylation./r/n | Less than 1.0 EU per μg by the LAL method./r/n | >95% as determined by SDS-PAGE./r/n | Supplied as 0.2 μm filtered solution in 50 mM NaAc, 0.5 M NaCl, pH 4.5 with glycerol as protectant. Contact us for customized product form or formulation./r/n | This product is supplied and shipped with dry ice, please inquire the shipping cost./r/n | Please avoid repeated freeze-thaw cycles. This product is stable after storage at: The product MUST be stored at -70°C or lower upon receipt; -70°C for 3 months under sterile conditions./r/n | SDS-PAGEHuman Cathepsin L Protein, His Tag on SDS-PAGE under reducing (R) condition. The gel was stained with Coomassie Blue. The purity of the protein is greater than 95% (With Star Ribbon Pre-stained Protein Marker). |  | BioactivityMeasured by its ability to cleave the fluorogenic peptide substrate Z-LR-AMC, The specific activity is >35,000 pmol/ min/μg (QC tested).Protocol | Cathepsin L (CTSL1) is also known as major excreted protein (MEP), is a member of the peptidase C1 family, is a dimer composed of disulfide-linked heavy and light chains linked by disulfide bonds. CTSL1 is a lysosomal cysteine proteinase that plays a major role in intracellular protein catabolism. Its substrates include collagen and elastin, as well as alpha-1 protease inhibitor, a major controlling element of neutrophil elastase activity. MEP has been implicated in several pathologic processes, including myofibril necrosis in myopathies and in myocardial ischemia, and in the renal tubular response to proteinuria. CTSL1 is important for the overall degradation of proteins in lysosomes. The specificity of MEP is close to that of papain. As compared to cathepsin B, cathepsin L exhibits higher activity toward protein substrates, but has little activity on Z - Arg – Arg – NHMec, and no peptidyl - dipeptidase activity. Human Cathepsin L activity is greatest under mildly acidic conditions, from pH 4.5 ­ 6.5. The stability of the enzyme decreases at higher pH values/r/n
https://www.acrobiosystems.com/P6271-Mouse-Cathepsin-L--CTSL1-Protein-His-Tag-%28active-enzyme-MALS-verified%29.html | Mouse Cathepsin L / CTSL1 Protein, His Tag (active enzyme, MALS verified) | SDS-PAGE11-102-5-20-0.jpg | SEC-MALS11-102-5-20-0.jpg |  | CTSL1,MEP,CATL,CTSL/r/n | Mouse Cathepsin L Protein, His Tag(CAL-M52H3) is expressed from human 293 cells (HEK293). It contains AA Thr 18 - Asn 334 (Accession # P06797-1 )./r/nPredicted N-terminus: Thr 18/r/n | This protein carries a polyhistidine tag at the C-terminus. This protein contains an Activation peptide, and will be partially processed into Pro form with calculated MW of 35.8 kDa and proteolytic cleavage generate the single-chain activate form with calculated MW of 24.1 kDa and cleavaged activation peptide with calculated MW of 5 kDa under reducing (R) condition. The protein migrates as 40 kDa, 30 kDa and 10 kDa under reducing (R) condition (SDS-PAGE) due to glycosylation./r/n | Less than 1.0 EU per μg by the LAL method./r/n | >90% as determined by SDS-PAGE. >90% as determined by SEC-MALS./r/n | Supplied as 0.2 μm filtered solution in 25 mM Tris,150 mM NaCl,pH 7.0 with glycerol as protectant. Contact us for customized product form or formulation./r/n | This product is supplied and shipped with dry ice, please inquire the shipping cost./r/n | For long term storage, the product should be stored at lyophilized state at -20°C or lower.Please avoid repeated freeze-thaw cycles. This product is stable after storage at: -20°C to -70°C for 12 months in lyophilized state; -70°C for 3 months under sterile conditions after reconstitution./r/n | SDS-PAGEMouse Cathepsin L Protein, His Tag on SDS-PAGE under reducing (R) condition. The gel was stained with Coomassie Blue. The purity of the protein is greater than 90%. | SEC-MALSThe purity of Mouse Cathepsin L Protein, His Tag (Cat. No. CAL-M52H3) is more than 90% and the molecular weight of this protein is around 35-50 kDa verified by SEC-MALS.Report | BioactivityMeasured by its ability to cleave the fluorogenic peptide substrate Z-LR-AMC, The specific activity is >5,000 pmol/ min/μg (QC tested).Protocol | Cathepsin L (CTSL1) is also known as major excreted protein (MEP), is a member of the peptidase C1 family, is a dimer composed of disulfide-linked heavy and light chains linked by disulfide bonds. CTSL1 is a lysosomal cysteine proteinase that plays a major role in intracellular protein catabolism. Its substrates include collagen and elastin, as well as alpha-1 protease inhibitor, a major controlling element of neutrophil elastase activity. MEP has been implicated in several pathologic processes, including myofibril necrosis in myopathies and in myocardial ischemia, and in the renal tubular response to proteinuria. CTSL1 is important for the overall degradation of proteins in lysosomes. The specificity of MEP is close to that of papain. As compared to cathepsin B, cathepsin L exhibits higher activity toward protein substrates, but has little activity on Z - Arg – Arg – NHMec, and no peptidyl - dipeptidase activity. Human Cathepsin L activity is greatest under mildly acidic conditions, from pH 4.5 ­ 6.5. The stability of the enzyme decreases at higher pH values./r/n
https://www.acrobiosystems.com/P3996-Cynomolgus-Coagulation-Factor-III--Tissue-Factor-Protein-His-Tag-%28active-enzyme-MALS-verified%29.html | Cynomolgus Coagulation Factor III / Tissue Factor Protein, His Tag (active enzyme, MALS verified) | SDS-PAGE11-102-5-21-0.jpg | SEC-MALS11-102-5-21-0.jpg | Bioactivity11-102-5-21-0.jpg | Coagulation Factor III,Tissue Factor,TF,F3,CD142/r/n | Cynomolgus Tissue Factor, His Tag (TF3-C52H3) is expressed from human 293 cells (HEK293). It contains AA Ser 33 - Glu 252 (Accession # A0A2K5VX02-1)./r/nPredicted N-terminus: Ser 33/r/n | This protein carries a polyhistidine tag at the C-terminus.The protein has a calculated MW of 26.9 kDa. The protein migrates as 35-45 kDa under reducing (R) condition (SDS-PAGE) due to glycosylation./r/n | Less than 1.0 EU per μg by the LAL method./r/n | >90% as determined by SDS-PAGE.>90% as determined by SEC-MALS./r/n | Lyophilized from 0.22 μm filtered solution in 50 mM Tris, 150 mM NaCl, pH7.5. Normally trehalose is added as protectant before lyophilization.Contact us for customized product form or formulation./r/n |  | For long term storage, the product should be stored at lyophilized state at -20°C or lower.Please avoid repeated freeze-thaw cycles./r/n | SDS-PAGECynomolgus Tissue Factor, His Tag on SDS-PAGE under reducing (R) condition. The gel was stained with Coomassie Blue. The purity of the protein is greater than 90%. | SEC-MALSThe purity of Cynomolgus Tissue Factor, His Tag (Cat. No. TF3-C52H3) is more than 90% and the molecular weight of this protein is around 30-40 kDa verified by SEC-MALS.Report | BioactivityMeasured by its ability to activate Coagulation Factor VII in cleaving a fluorogenic peptide substrate Boc-VPR-AMC. The AC50 is <10 μg/mL, as measured under the described conditions (QC tested).Protocol | Full-length tissue factor (TF) is a transmembrane receptor and cofactor for factor (F)VII/FVIIa. In addition to full-length TF, an alternative spliced (as) form of TF can be generated that lacks the transmembrane domain and is released fromcells. In contrast to TF, asTF has low procoagulant activity because it lacks the transmembrane domain. Tissue factor is expressed by cells around blood vessels, such as adventitial fibroblasts, and body surfaces, such as epithelial cells, and plays a critical role in hemostasis. TF also contributes to various forms of thrombosis. Many cancers, particularly adenocarcinomas, express high levels of TF. A high level of tumor TF expression is associated with poor prognosis in many types of cancers, including breast, prostate, colorectal, and pancreatic cancer./r/n |  | Bioactivity-ELISAImmobilized Cynomolgus Tissue Factor, His Tag (Cat. No. TF3-C52H3) at 1 μg/mL (100 μL/well) can bind Anti-TF Antibody, Human IgG1 with a linear range of 0.2-3 ng/mL (Routinely tested).ProtocolBioactivityMeasured by its ability to activate Coagulation Factor VII in cleaving a fluorogenic peptide substrate Boc-VPR-AMC. The AC50 is <10 μg/mL, as measured under the described conditions (QC tested).Protocol | Please see Certificate of Analysis for specific instructions.For best performance, we strongly recommend you to follow the reconstitution protocol provided in the CoA./r/n
https://www.acrobiosystems.com/P3655-Human-Coagulation-Factor-III--Tissue-Factor-Protein-Fc-Tag-%28active-enzyme%29.html | Human Coagulation Factor III / Tissue Factor Protein, Fc Tag (active enzyme) | SDS-PAGE11-102-5-22-0.jpg |  | Bioactivity11-102-5-22-0.jpg | Coagulation Factor III,Tissue Factor,TF,F3,CD142/r/n | Human Tissue Factor, Fc Tag (TF3-H5253) is expressed from human 293 cells (HEK293). It contains AA Ser 33 - Glu 251 (Accession # P13726-1)./r/nPredicted N-terminus: Ser 33/r/n | This protein carries a human IgG1 Fc tag at the C-terminus.The protein has a calculated MW of 51.2 kDa. The protein migrates as 60-66 kDa under reducing (R) condition (SDS-PAGE) due to glycosylation./r/n | Less than 1.0 EU per μg by the LAL method./r/n | >95% as determined by SDS-PAGE./r/n | Lyophilized from 0.22 μm filtered solution in 50 mM Tris, 150 mM NaCl, pH7.5. Normally trehalose is added as protectant before lyophilization./r/n |  | For long term storage, the product should be stored at lyophilized state at -20°C or lower.Please avoid repeated freeze-thaw cycles./r/n | SDS-PAGEHuman Tissue Factor, Fc Tag on SDS-PAGE under reducing (R) condition. The gel was stained with Coomassie Blue. The purity of the protein is greater than 95%. |  | BioactivityMeasured by its ability to activate Coagulation Factor VII in cleaving a fluorogenic peptide substrate Boc-VPR-AMC. The AC50 is <5.5 μg/mL, as measured under the described conditions (QC tested).Protocol | Full-length tissue factor (TF) is a transmembrane receptor and cofactor for factor (F)VII/FVIIa. In addition to full-length TF, an alternative spliced (as) form of TF can be generated that lacks the transmembrane domain and is released fromcells. In contrast to TF, asTF has low procoagulant activity because it lacks the transmembrane domain. Tissue factor is expressed by cells around blood vessels, such as adventitial fibroblasts, and body surfaces, such as epithelial cells, and plays a critical role in hemostasis. TF also contributes to various forms of thrombosis. Many cancers, particularly adenocarcinomas, express high levels of TF. A high level of tumor TF expression is associated with poor prognosis in many types of cancers, including breast, prostate, colorectal, and pancreatic cancer./r/n |  | Bioactivity-ELISAImmobilized Human Tissue Factor, Fc Tag (Cat. No. TF3-H5253) at 1 μg/mL (100 μL/well) can bind Anti-TF Antibody, Human IgG1 with a linear range of 0.2-2 ng/mL (Routinely tested).ProtocolBioactivityMeasured by its ability to activate Coagulation Factor VII in cleaving a fluorogenic peptide substrate Boc-VPR-AMC. The AC50 is <5.5 μg/mL, as measured under the described conditions (QC tested).Protocol | Please see Certificate of Analysis for specific instructions.For best performance, we strongly recommend you to follow the reconstitution protocol provided in the CoA./r/n | [7 empty] | Bioactivity-SPRAnti-TF mAb immobilized on CM5 Chip can bind Human Tissue Factor, Fc Tag (Cat. No. TF3-H5253) with an affinity constant of 2.38 nM as determined in SPR assay (Biacore T200) (Routinely tested).Protocol
https://www.acrobiosystems.com/P3654-Mouse-Coagulation-Factor-III--Tissue-Factor-Protein-His-Tag-%28MALS-verified%29.html | Mouse Coagulation Factor III / Tissue Factor Protein, His Tag (MALS verified) | SDS-PAGE11-102-5-23-0.jpg | SEC-MALS11-102-5-23-0.jpg |  | Coagulation Factor III,Tissue Factor,TF,F3,CD142/r/n | Mouse Tissue Factor, His Tag (TF3-M52H3) is expressed from human 293 cells (HEK293). It contains AA Ala 29 - Glu 251 (Accession # P20352-1)./r/nPredicted N-terminus: Ala 29/r/n | This protein carries a polyhistidine tag at the C-terminus.The protein has a calculated MW of 27.3 kDa. The protein migrates as 40-55 kDa under reducing (R) condition (SDS-PAGE) due to glycosylation./r/n | Less than 1.0 EU per μg by the LAL method./r/n | >90% as determined by SDS-PAGE.>90% as determined by SEC-MALS./r/n | Lyophilized from 0.22 μm filtered solution in 50 mM Tris, 150 mM NaCl, pH7.5. Normally trehalose is added as protectant before lyophilization.Contact us for customized product form or formulation./r/n |  | For long term storage, the product should be stored at lyophilized state at -20°C or lower.Please avoid repeated freeze-thaw cycles./r/n | SDS-PAGEMouse Tissue Factor, His Tag on SDS-PAGE under reducing (R) condition. The gel was stained with Coomassie Blue. The purity of the protein is greater than 90%. | SEC-MALSThe purity of Mouse Tissue Factor, His Tag (Cat. No. TF3-M52H3) is more than 90% and the molecular weight of this protein is around 35-45 kDa verified by SEC-MALS.Report |  | Full-length tissue factor (TF) is a transmembrane receptor and cofactor for factor (F)VII/FVIIa. In addition to full-length TF, an alternative spliced (as) form of TF can be generated that lacks the transmembrane domain and is released fromcells. In contrast to TF, asTF has low procoagulant activity because it lacks the transmembrane domain. Tissue factor is expressed by cells around blood vessels, such as adventitial fibroblasts, and body surfaces, such as epithelial cells, and plays a critical role in hemostasis. TF also contributes to various forms of thrombosis. Many cancers, particularly adenocarcinomas, express high levels of TF. A high level of tumor TF expression is associated with poor prognosis in many types of cancers, including breast, prostate, colorectal, and pancreatic cancer./r/n |  |  | Please see Certificate of Analysis for specific instructions.For best performance, we strongly recommend you to follow the reconstitution protocol provided in the CoA./r/n
https://www.acrobiosystems.com/P3529-Human-Coagulation-Factor-III--Tissue-Factor-Protein-His-Tag-%28active-enzyme-MALS-verified%29.html | Human Coagulation Factor III / Tissue Factor Protein, His Tag (active enzyme, MALS verified) | SDS-PAGE11-102-5-24-0.jpg | SEC-MALS11-102-5-24-0.jpg | Bioactivity11-102-5-24-0.jpg | Coagulation Factor III,Tissue Factor,TF,F3,CD142/r/n | Human Tissue Factor, His Tag (TF3-H52H5) is expressed from human 293 cells (HEK293). It contains AA Ser 33 - Glu 251 (Accession # P13726-1)./r/nPredicted N-terminus: Ser 33/r/n | This protein carries a polyhistidine tag at the C-terminus.The protein has a calculated MW of 26.7 kDa. The protein migrates as 35-45 kDa under reducing (R) condition (SDS-PAGE) due to glycosylation./r/n | Less than 1.0 EU per μg by the LAL method./r/n | >90% as determined by SDS-PAGE.>90% as determined by SEC-MALS./r/n | Lyophilized from 0.22 μm filtered solution in 50 mM Tris, 150 mM NaCl, pH7.5. Normally trehalose is added as protectant before lyophilization.Contact us for customized product form or formulation./r/n |  | For long term storage, the product should be stored at lyophilized state at -20°C or lower.Please avoid repeated freeze-thaw cycles./r/n | SDS-PAGEHuman Tissue Factor, His Tag on SDS-PAGE under reducing (R) condition. The gel was stained with Coomassie Blue. The purity of the protein is greater than 90%. | SEC-MALSThe purity of Human Tissue Factor, His Tag (Cat. No. TF3-H52H5) is more than 90% and the molecular weight of this protein is around 30-40 kDa verified by SEC-MALS.Report | BioactivityMeasured by its ability to activate Coagulation Factor VII in cleaving a fluorogenic peptide substrate Boc-VPR-AMC. The AC50 is <4.0 μg/mL, as measured under the described conditions (QC tested).Protocol | Full-length tissue factor (TF) is a transmembrane receptor and cofactor for factor (F)VII/FVIIa. In addition to full-length TF, an alternative spliced (as) form of TF can be generated that lacks the transmembrane domain and is released fromcells. In contrast to TF, asTF has low procoagulant activity because it lacks the transmembrane domain. Tissue factor is expressed by cells around blood vessels, such as adventitial fibroblasts, and body surfaces, such as epithelial cells, and plays a critical role in hemostasis. TF also contributes to various forms of thrombosis. Many cancers, particularly adenocarcinomas, express high levels of TF. A high level of tumor TF expression is associated with poor prognosis in many types of cancers, including breast, prostate, colorectal, and pancreatic cancer./r/n |  | Bioactivity-ELISAImmobilized Human Tissue Factor, His Tag (Cat. No. TF3-H52H5) at 1 μg/mL (100 μL/well) can bind Anti-TF Antibody, Human IgG1 with a linear range of 0.2-2 ng/mL (Routinely tested).ProtocolBioactivityMeasured by its ability to activate Coagulation Factor VII in cleaving a fluorogenic peptide substrate Boc-VPR-AMC. The AC50 is <4.0 μg/mL, as measured under the described conditions (QC tested).Protocol | Please see Certificate of Analysis for specific instructions.For best performance, we strongly recommend you to follow the reconstitution protocol provided in the CoA./r/n | [7 empty] | Bioactivity-SPRAnti-TF mAb immobilized on CM5 Chip via anti-human IgG Fc antibody can bind Human Tissue Factor, His Tag (Cat. No. TF3-H52H5) with an affinity constant of 1.52 nM as determined in SPR assay (Biacore T200) (Routinely tested).Protocol
https://www.acrobiosystems.com/P4118-Human-Coagulation-factor-VII--F7-Protein-His-Tag-%28active-enzyme-MALS-verified%29.html | Human Coagulation factor VII / F7 Protein, His Tag (active enzyme, MALS verified) | SDS-PAGE11-102-5-25-0.jpg | SEC-MALS11-102-5-25-0.jpg |  | Coagulation factor VII,F7,SPCA,Proconvertin/r/n | Human Coagulation factor VII, His Tag (TF7-H52H5) is expressed from human 293 cells (HEK293). It contains AA Ala 61 - Pro 466 (Accession # P08709-1)./r/n/r/n | This protein carries a polyhistidine tag at the C-terminus.The protein has a calculated MW of 47.1 kDa. The protein migrates as 50-60 kDa under reducing (R) condition (SDS-PAGE) due to glycosylation./r/n | Less than 1.0 EU per μg by the LAL method./r/n | >95% as determined by SDS-PAGE./r/n | Lyophilized from 0.22 μm filtered solution in 50 mM Tris,150 mM NaCl, pH7.5. Normally Trehalose is added as protectant before lyophilization.Contact us for customized product form or formulation./r/n |  | For long term storage, the product should be stored at lyophilized state at -20°C or lower.Please avoid repeated freeze-thaw cycles./r/n | SDS-PAGEHuman Coagulation factor VII, His Tag on SDS-PAGE under reducing (R) condition. The gel was stained with Coomassie Blue. The purity of the protein is greater than 95%. | SEC-MALSThe purity of Human Coagulation factor VII, His Tag (Cat. No. TF7-H52H5) is more than 85% and the molecular weight of this protein is around 55-65 kDa verified by SEC-MALS.Report | BioactivityMeasured by its ability to cleave the fluorogenic peptide substrate Boc-VPR-AMC. The specific activity is >80 pmol/min/µg, as measured under the described conditions (QC tested).Protocol | Coagulation factor VII is also known as F7, SPCA and Proconvertin. Heterodimer of a light chain and a heavy chain linked by a disulfide bond. Initiates the extrinsic pathway of blood coagulation. Serine protease that circulates in the blood in a zymogen form. Factor VII is converted to factor VIIa by factor Xa, factor XIIa, factor IXa, or thrombin by minor proteolysis. In the presence of tissue factor and calcium ions, factor VIIa then converts factor X to factor Xa by limited proteolysis. Factor VIIa will also convert factor IX to factor IXa in the presence of tissue factor and calcium./r/n |  |  | Please see Certificate of Analysis for specific instructions.For best performance, we strongly recommend you to follow the reconstitution protocol provided in the CoA./r/n
https://www.acrobiosystems.com/P5770-Human-Coagulation-factor-IX--F9-Protein-His-Tag-%28active-enzyme-MALS-verified%29.html | Human Coagulation factor IX / F9 Protein, His Tag (active enzyme, MALS verified) | SDS-PAGE11-102-5-26-0.jpg | SEC-MALS11-102-5-26-0.jpg |  | Coagulation factor Ix,PTC,F9,THPH8,FIX,Plasma Thromboplastic Component,factor Ix/r/n | Human Coagulation factor IX Protein, His Tag(FIX-H52H3) is expressed from human 293 cells (HEK293). It contains AA Thr 29 - Thr 461 (Accession # P00740-1 )./r/nPredicted N-terminus: Thr 29/r/n | This protein carries a polyhistidine tag at the C-terminusThe protein has a calculated MW of 50.6 kDa. The protein migrates as 60-70 kDa under reducing (R) condition (SDS-PAGE) due to glycosylation./r/n | Less than 1.0 EU per μg by the LAL method./r/n | >95% as determined by SDS-PAGE. >90% as determined by SEC-MALS./r/n | Lyophilized from 0.22 μm filtered solution in 50 mM Tris,150 mM NaCl,pH8.0 with trehalose as protectant. Contact us for customized product form or formulation./r/n |  | For long term storage, the product should be stored at lyophilized state at -20°C or lower.Please avoid repeated freeze-thaw cycles. This product is stable after storage at: -20°C to -70°C for 12 months in lyophilized state; -70°C for 3 months under sterile conditions after reconstitution./r/n | SDS-PAGEHuman Coagulation factor IX Protein, His Tag on SDS-PAGE under reducing (R) condition. The gel was stained with Coomassie Blue. The purity of the protein is greater than 95%. | SEC-MALSThe purity of Human Coagulation factor IX Protein, His Tag (Cat. No. FIX-H52H3) is more than 90% and the molecular weight of this protein is around 55-70 kDa verified by SEC-MALS.Report | BioactivityMeasured by its ability to cleave the fluorogenic peptide substrate, Mca-RPKPVE-Nval-WRK(Dnp)-NH2, The specific activity is 54-107 pmol/min/μg (QC tested).Protocol | Coagulation factor VII is also known as F7, SPCA and Proconvertin. Heterodimer of a light chain and a heavy chain linked by a disulfide bond. Initiates the extrinsic pathway of blood coagulation. Serine protease that circulates in the blood in a zymogen form. Factor VII is converted to factor VIIa by factor Xa, factor XIIa, factor IXa, or thrombin by minor proteolysis. In the presence of tissue factor and calcium ions, factor VIIa then converts factor X to factor Xa by limited proteolysis. Factor VIIa will also convert factor IX to factor IXa in the presence of tissue factor and calcium./r/n |  |  | Please see Certificate of Analysis for specific instructions.For best performance, we strongly recommend you to follow the reconstitution protocol provided in the CoA./r/n
https://www.acrobiosystems.com/P5236-Cynomolgus-Coagulation-factor-IX--F9-Protein-His-Tag-%28active-enzyme-MALS-verified%29.html | Cynomolgus Coagulation factor IX / F9 Protein, His Tag (active enzyme, MALS verified) | SDS-PAGE11-102-5-27-0.jpg | SEC-MALS11-102-5-27-0.jpg |  | Coagulation factor Ix,PTC,F9,THPH8,FIX,Plasma Thromboplastic Component,factor Ix/r/n | Cynomolgus Coagulation factor IX, His Tag(FIX-C52H9) is expressed from human 293 cells (HEK293). It contains AA Thr 29 - Thr 461 (Accession # G7Q1U2-1 )./r/nPredicted N-terminus: Thr 29/r/n | This protein carries a polyhistidine tag at the C-terminusThe protein has a calculated MW of 50.6 kDa. The protein migrates as 61-70 kDa under reducing (R) condition (SDS-PAGE) due to glycosylation./r/n | Less than 1.0 EU per μg by the LAL method./r/n | >95% as determined by SDS-PAGE. >90% as determined by SEC-MALS./r/n | Lyophilized from 0.22 μm filtered solution in 50 mM Tris,150 mM NaCl,pH7.5 with trehalose as protectant. Contact us for customized product form or formulation./r/n |  | For long term storage, the product should be stored at lyophilized state at -20°C or lower.Please avoid repeated freeze-thaw cycles. This product is stable after storage at: -20°C to -70°C for 12 months in lyophilized state; -70°C for 3 months under sterile conditions after reconstitution./r/n | SDS-PAGECynomolgus Coagulation factor IX, His Tag on SDS-PAGE under reducing (R) condition. The gel was stained with Coomassie Blue. The purity of the protein is greater than 95%. | SEC-MALSThe purity of Cynomolgus Coagulation factor IX, His Tag(Cat. No. FIX-C52H9) is more than 90% and the molecular weight of this protein is around 55-75 kDa verified by SEC-MALS.Report | BioactivityMeasured by its ability to cleave the fluorogenic peptide substrate, Mca-RPKPVE-Nval-WRK(Dnp)-NH2 . The specific activity is >30 pmol/min/μg (QC tested). |  |  |  | Please see Certificate of Analysis for specific instructions.For best performance, we strongly recommend you to follow the reconstitution protocol provided in the CoA./r/n
https://www.acrobiosystems.com/P5235-Cynomolgus-Coagulation-factor-X--F10-Protein-His-Tag-%28MALS-verified%29.html | Cynomolgus Coagulation factor X / F10 Protein, His Tag (MALS verified) | SDS-PAGE11-102-5-28-0.jpg | SEC-MALS11-102-5-28-0.jpg |  | Coagulation factor X,F10,factor 10,factor X,Stuart Factor,Stuart-Prower factor/r/n | Cynomolgus Coagulation factor X, His Tag(F10-C52H9) is expressed from human 293 cells (HEK293). It contains AA Leu 24 - Lys 488 (Accession # A0A2K5VHK1-1 )./r/nPredicted N-terminus: Leu 24/r/n | This protein carries a polyhistidine tag at the C-terminusThe protein has a calculated MW of 15.7 kDa and 30.3 kDa. The protein migrates as 19 kDa,48-53 kDa and 65-66 kDa under reducing (R) condition (SDS-PAGE) due to glycosylation./r/n | Less than 1.0 EU per μg by the LAL method./r/n | >90% as determined by SDS-PAGE. >90% as determined by SEC-MALS./r/n | Lyophilized from 0.22 μm filtered solution in 25 mM MES,150 mM NaCl,pH6.0 with trehalose as protectant. Contact us for customized product form or formulation./r/n |  | For long term storage, the product should be stored at lyophilized state at -20°C or lower.Please avoid repeated freeze-thaw cycles. This product is stable after storage at: -20°C to -70°C for 12 months in lyophilized state; -70°C for 3 months under sterile conditions after reconstitution./r/n | SDS-PAGECynomolgus Coagulation factor X, His Tag on SDS-PAGE under reducing (R) condition. The gel was stained with Coomassie Blue. The purity of the protein is greater than 90%. | SEC-MALSThe purity of Cynomolgus Coagulation factor X, His Tag (Cat. No. F10-C52H9) is more than 90% and the molecular weight of this protein is around 52-70 kDa verified by SEC-MALS.Report |  | As the only known physiological activator of thrombin, Factor X is a vitamin K-dependent plasma protease that plays a pivotal role in blood coagulation./r/n |  |  | Please see Certificate of Analysis for specific instructions.For best performance, we strongly recommend you to follow the reconstitution protocol provided in the CoA./r/n
https://www.acrobiosystems.com/P6117-Cynomolgus-Coagulation-factor-XI-Protein-His-Tag-%28SPR-verified%29.html | Cynomolgus Coagulation factor XI Protein, His Tag (SPR verified) | SDS-PAGE11-102-5-29-0.jpg |  | Bioactivity11-102-5-29-0.jpg | Coagulation factor XI,FXI,PTA,F11/r/n | Cynomolgus Coagulation factor XI, His Tag(FXI-C52H3) is expressed from human 293 cells (HEK293). It contains AA Glu 19 - Ala 624 (Accession # G7MSF8-1 )./r/nPredicted N-terminus: Glu 19/r/n | This protein carries a polyhistidine tag at the C-terminusThe protein has a calculated MW of 69.8 kDa. The protein migrates as 80-90 kDa under reducing (R) condition (SDS-PAGE) due to glycosylation./r/n | Less than 1.0 EU per μg by the LAL method./r/n | >90% as determined by SDS-PAGE./r/n | Lyophilized from 0.22 μm filtered solution in 20 mM HEPES,150 mM NaCl,pH7.5 with trehalose as protectant. Contact us for customized product form or formulation./r/n |  | For long term storage, the product should be stored at lyophilized state at -20°C or lower.Please avoid repeated freeze-thaw cycles. This product is stable after storage at: -20°C to -70°C for 12 months in lyophilized state; -70°C for 3 months under sterile conditions after reconstitution./r/n | SDS-PAGECynomolgus Coagulation factor XI, His Tag on SDS-PAGE under reducing (R) condition. The gel was stained with Coomassie Blue. The purity of the protein is greater than 90%. |  |  | This protein is present in plasma as a zymogen, which is a unique plasma coagulation enzyme because it exists as a homodimer consisting of two identical polypeptide chains linked by disulfide bonds. During activation of the plasma factor XI, an internal peptide bond is cleaved by factor XIIa (or XII) in each of the two chains, resulting in activated factor XIa, a serine protease composed of two heavy and two light chains held together by disulfide bonds. This activated plasma factor XI triggers the middle phase of the intrisic pathway of blood coagulation by activating factor IX. Defects in this factor lead to Rosenthal syndrome, a blood coagulation abnormality./r/n |  | Bioactivity-ELISAImmobilized Cynomolgus Coagulation factor XI, His Tag (Cat. No. FXI-C52H3) at 1 μg/mL (100 μL/well) can bind Abelacimab with a linear range of 0.1-1 ng/mL (QC tested).Protocol | Please see Certificate of Analysis for specific instructions.For best performance, we strongly recommend you to follow the reconstitution protocol provided in the CoA./r/n | [7 empty] | Bioactivity-SPRAbelacimab captured on Protein A Chip can bind Cynomolgus Coagulation factor XI, His Tag (Cat. No. FXI-C52H3) with an affinity constant of 22.4 pM as determined in a SPR assay (Biacore 8K) (QC tested).Protocol
https://www.acrobiosystems.com/P2967-Human-Coagulation-factor-XI--FXI-Protein-His-Tag-%28active-enzyme%29.html | Human Coagulation factor XI / FXI Protein, His Tag (active enzyme) | SDS-PAGE11-102-5-30-0.jpg |  |  | Coagulation factor XI,FXI,PTA,F11/r/n | Human Coagulation factor XI, His Tag(FXI-H52H5) is expressed from human 293 cells (HEK293). It contains AA Glu 19 - Val 625 (Accession # P03951-1 )./r/nPredicted N-terminus: Glu 19/r/n | This protein carries a polyhistidine tag at the C-terminus.The protein has a calculated MW of 69.9 kDa. The protein migrates as 35 kDa and 50kDa when calibrated against Star Ribbon Pre-stained Protein Marker under reducing (R) condition (SDS-PAGE) due to Glycosylation./r/n | Less than 1.0 EU per μg by the LAL method./r/n | >90% as determined by SDS-PAGE./r/n | Lyophilized from 0.22 μm filtered solution in 20 mM HEPES, 150 mM NaCl, pH7.5 with trehalose as protectant. Contact us for customized product form or formulation./r/n |  | For long term storage, the product should be stored at lyophilized state at -20°C or lower.Please avoid repeated freeze-thaw cycles. This product is stable after storage at: -20°C to -70°C for 12 months in lyophilized state; -70°C for 3 months under sterile conditions after reconstitution./r/n | SDS-PAGEHuman Coagulation factor XI, His Tag on SDS-PAGE under reducing (R) condition. The gel was stained with Coomassie Blue. The purity of the protein is greater than 90% (With Star Ribbon Pre-stained Protein Marker). |  | BioactivityMeasured by its ability to cleave the fluorogenic peptide substrate, t-butyloxycarbonyl-Ile-Glu-Gly-Arg-7-amido-4-methylcoumarin (Boc-IEGR-AMC). The specific activity is >200 pmol/min/µg (QC tested)Protocol | Coagulation factor XI is also known as F11, PTA and FXI. Factor XI triggers the middle phase of the intrinsic pathway of blood coagulation by activating factor IX. Factor XI is synthesized in the liver and circulates in the plasma as a disulfide bond-linked dimer complexed with high molecular weight kininogen. Selective cleavage of Arg-¦-Ala and Arg-¦-Val bonds in factor IX to form factor IXa. Factor XI is converted into XIa via either the contact phase of blood coagulation or thrombin-mediated activation on the platelet surface. The resulting XIa converts factor IX into IXa, which subsequently activates factor X into Xa./r/n |  |  | Please see Certificate of Analysis for specific instructions.For best performance, we strongly recommend you to follow the reconstitution protocol provided in the CoA./r/n
https://www.acrobiosystems.com/P574-Human-ADAM8--CD156a-Protein-His-Tag.html | Human ADAM8 / CD156a Protein, His Tag | SDS-PAGE11-102-5-31-0.jpg |  |  | ADAM8,MS2,CD156a/r/n | Human ADAM8, His Tag (AD8-H5223) is expressed from human 293 cells (HEK293). It contains AA Ile 17 - Pro 497 (Accession # AAI15405.1)./r/nPredicted N-terminus: Ile 17/r/n | This protein carries a polyhistidine tag at the C-terminus. The protein has a calculated MW of 53.8 kDa. Two main fragments bands are visible with apparent MW of 57-65 kDa and 35-40 kDa respectively in reduced SDS-PAGE as a result of its being prone to proteolytic cleavage./r/n | Less than 1.0 EU per μg by the LAL method./r/n | >90% as determined by SDS-PAGE./r/n | Lyophilized from 0.22 μm filtered solution in 50 mM Tris, 150 mM NaCl, pH7.5. Normally trehalose is added as protectant before lyophilization.Contact us for customized product form or formulation./r/n |  | For long term storage, the product should be stored at lyophilized state at -20°C or lower.Please avoid repeated freeze-thaw cycles./r/n | SDS-PAGEHuman ADAM8, His Tag on SDS-PAGE under reducing (R) condition. The gel was stained with Coomassie Blue. The purity of the protein is greater than 90%. |  |  | Disintegrin and metalloproteinase domain-containing protein 8 is also known as ADAM8, Cell surface antigen MS2 and CD antigen CD156a, which belongs to the ADAM (a disintegrin and metalloprotease domain) family. ADAM family play a fundamental role in diverse processes such as asthma, development, angiogenesis and cancer through their activities in cell adhesion/fusion, membrane protein shedding, and signal transduction. ADAM8 / CD156a contains 1 disintegrin domain, 1 EGF-like domain and 1 peptidase M12B domain. ADAM8 / MS2 / CD156a is expressed on neutrophils and monocytes. ADAM8 / MS2 possible involvement in extravasation of leukocytes./r/n |  |  | Please see Certificate of Analysis for specific instructions.For best performance, we strongly recommend you to follow the reconstitution protocol provided in the CoA./r/n
https://www.acrobiosystems.com/P5754-Mouse-ADAM9-Protein-His-Tag-%28active-enzyme-MALS-verified%29.html | Mouse ADAM9 Protein, His Tag (active enzyme, MALS verified) | SDS-PAGE11-102-5-32-0.jpg | SEC-MALS11-102-5-32-0.jpg |  | Disintegrin and metalloproteinase domain-containing protein 9 (EC:3.4.24.-) Cellular disintegrin-related protein,Meltrin-gamma,Metalloprotease,disintegrin,cysteine-rich protein 9,Myeloma cell metalloproteinase,ADAM9,KIAA0021, MCMP, MDC9, MLTNG/r/n | Mouse ADAM9, His Tag(AD9-M52H3) is expressed from human 293 cells (HEK293). It contains AA Ala 206 - Asp 697 (Accession # Q61072 )./r/nPredicted N-terminus: Ala 206/r/n | This protein carries a polyhistidine tag at the C-terminusThe protein has a calculated MW of 55.2 kDa. The protein migrates as 70-80 kDa under reducing (R) condition (SDS-PAGE) due to glycosylation./r/n | Less than 1.0 EU per μg by the LAL method./r/n | >95% as determined by SDS-PAGE. >95% as determined by SEC-MALS./r/n | Supplied as 0.2 μm filtered solution in 25mM MES,150mM NaCl,pH6.0 with glycerol as protectant. Contact us for customized product form or formulation./r/n | This product is supplied and shipped with dry ice, please inquire the shipping cost./r/n | For long term storage, the product should be stored at lyophilized state at -20°C or lower.Please avoid repeated freeze-thaw cycles. This product is stable after storage at: -20°C to -70°C for 12 months in lyophilized state; -70°C for 3 months under sterile conditions after reconstitution./r/n | SDS-PAGEMouse ADAM9, His Tag on SDS-PAGE under reducing (R) condition. The gel was stained with Coomassie Blue. The purity of the protein is greater than 95%. | SEC-MALSThe purity of Mouse ADAM9, His Tag (Cat. No. AD9-M52H3) is more than 95% and the molecular weight of this protein is around 57-72 kDa verified by SEC-MALS.Report | BioactivityMeasured by its ability to cleave a fluorogenic peptide substrate Mca-PLAQAV-Dpa-RSSSR-NH2. The specific activity is >3 pmol/min/μg (QC tested).Protocol | ADAM9 (A disintegrin and a metalloprotease 9) is a membrane-anchored protein that participates in a variety of physiological functions, primarily through the disintegrin domain for adhesion and the metalloprotease domain for ectodomain shedding of a wide variety of cell surface proteins. ADAM9 influences the developmental process, inflammation, and degenerative diseases.Recently, increasing evidence has shown that ADAM9 plays an important role in tumor biology. Overexpression of ADAM9 has been found in several cancer types and is correlated with tumoraggressiveness and poor prognosis. In addition, through either proteolytic or non-proteolytic pathways, ADAM9 promotes tumor progression, therapeutic resistance, and metastasis of cancers.Therefore, comprehensively understanding the mechanism of ADAM9 is crucial for the development of therapeutic anti-cancer strategies. In this review, we summarize the current understanding of ADAM9 in biological function, pathophysiological diseases, and various cancers. Recent advances in therapeutic strategies using ADAM9-related pathways are presented as well./r/n
https://www.acrobiosystems.com/P4615-Cynomolgus-ADAM9-Protein-His-Tag-%28active-enzyme%29.html | Cynomolgus ADAM9 Protein, His Tag (active enzyme) | SDS-PAGE11-102-5-33-0.jpg |  |  | Disintegrin and metalloproteinase domain-containing protein 9 (EC:3.4.24.-) Cellular disintegrin-related protein,Meltrin-gamma,Metalloprotease,disintegrin,cysteine-rich protein 9,Myeloma cell metalloproteinase,ADAM9,KIAA0021, MCMP, MDC9, MLTNG/r/n | Cynomolgus ADAM9, His Tag(AD9-C52H7) is expressed from human 293 cells (HEK293). It contains AA Ala 206 - Asp 697 (Accession # A0A2K5X4X8-1 )./r/nPredicted N-terminus: Ala 206/r/n | This protein carries a polyhistidine tag at the C-terminusThe protein has a calculated MW of 55.3 kDa. The protein migrates as 65-70 kDa under reducing (R) condition (SDS-PAGE) due to glycosylation./r/n | Less than 1.0 EU per μg by the LAL method./r/n | >95% as determined by SDS-PAGE./r/n | Lyophilized from 0.22 μm filtered solution in 20 mM Tris, 500 mM NaCl, pH7.3 with trehalose as protectant. Contact us for customized product form or formulation./r/n |  | For long term storage, the product should be stored at lyophilized state at -20°C or lower.Please avoid repeated freeze-thaw cycles. This product is stable after storage at: -20°C to -70°C for 12 months in lyophilized state; -70°C for 3 months under sterile conditions after reconstitution./r/n | SDS-PAGECynomolgus ADAM9, His Tag on SDS-PAGE under reducing (R) condition. The gel was stained with Coomassie Blue. The purity of the protein is greater than 95%. |  | BioactivityMeasured by its ability to cleave a fluorogenic peptide substrate Mca-PLAQAV-Dpa-RSSSR-NH2. The specific activity is >50 pmol/min/µg (QC tested).Protocol | ADAM9 (A disintegrin and a metalloprotease 9) is a membrane-anchored protein that participates in a variety of physiological functions, primarily through the disintegrin domain for adhesion and the metalloprotease domain for ectodomain shedding of a wide variety of cell surface proteins. ADAM9 influences the developmental process, inflammation, and degenerative diseases.Recently, increasing evidence has shown that ADAM9 plays an important role in tumor biology. Overexpression of ADAM9 has been found in several cancer types and is correlated with tumoraggressiveness and poor prognosis. In addition, through either proteolytic or non-proteolytic pathways, ADAM9 promotes tumor progression, therapeutic resistance, and metastasis of cancers.Therefore, comprehensively understanding the mechanism of ADAM9 is crucial for the development of therapeutic anti-cancer strategies. In this review, we summarize the current understanding of ADAM9 in biological function, pathophysiological diseases, and various cancers. Recent advances in therapeutic strategies using ADAM9-related pathways are presented as well./r/n |  |  | Please see Certificate of Analysis for specific instructions.For best performance, we strongly recommend you to follow the reconstitution protocol provided in the CoA./r/n
https://www.acrobiosystems.com/P4614-Human-ADAM9-Protein-His-Tag-%28active-enzyme%29.html | Human ADAM9 Protein, His Tag (active enzyme) | SDS-PAGE11-102-5-34-0.jpg |  |  | Disintegrin and metalloproteinase domain-containing protein 9 (EC:3.4.24.-) Cellular disintegrin-related protein,Meltrin-gamma,Metalloprotease,disintegrin,cysteine-rich protein 9,Myeloma cell metalloproteinase,ADAM9,KIAA0021, MCMP, MDC9, MLTNG/r/n | Human ADAM9, His Tag(AD9-H52H7) is expressed from human 293 cells (HEK293). It contains AA Ala 206 - Asp 697 (Accession # Q13443-1 )./r/nPredicted N-terminus: Ala 206/r/n | This protein carries a polyhistidine tag at the C-terminusThe protein has a calculated MW of 55.2 kDa. The protein migrates as 65-70 kDa under reducing (R) condition (SDS-PAGE) due to glycosylation./r/n | Less than 1.0 EU per μg by the LAL method./r/n | >95% as determined by SDS-PAGE./r/n | Supplied as 0.2 μm filtered solution in 20 mM Tris, 500 mM NaCl, pH7.5 with trehalose as protectant. Contact us for customized product form or formulation./r/n | This product is supplied and shipped with dry ice, please inquire the shipping cost./r/n | Please avoid repeated freeze-thaw cycles. This product is stable after storage at: The product MUST be stored at -70°C or lower upon receipt; -70°C for 3 months under sterile conditions./r/n | SDS-PAGEHuman ADAM9, His Tag on SDS-PAGE under reducing (R) condition. The gel was stained with Coomassie Blue. The purity of the protein is greater than 95%. |  | BioactivityMeasured by its ability to cleave a fluorogenic peptide substrate Mca-PLAQAV-Dpa-RSSSR-NH2. The specific activity is >10 pmol/min/µg (QC tested).Protocol | ADAM9 (A disintegrin and a metalloprotease 9) is a membrane-anchored protein that participates in a variety of physiological functions, primarily through the disintegrin domain for adhesion and the metalloprotease domain for ectodomain shedding of a wide variety of cell surface proteins. ADAM9 influences the developmental process, inflammation, and degenerative diseases.Recently, increasing evidence has shown that ADAM9 plays an important role in tumor biology. Overexpression of ADAM9 has been found in several cancer types and is correlated with tumoraggressiveness and poor prognosis. In addition, through either proteolytic or non-proteolytic pathways, ADAM9 promotes tumor progression, therapeutic resistance, and metastasis of cancers.Therefore, comprehensively understanding the mechanism of ADAM9 is crucial for the development of therapeutic anti-cancer strategies. In this review, we summarize the current understanding of ADAM9 in biological function, pathophysiological diseases, and various cancers. Recent advances in therapeutic strategies using ADAM9-related pathways are presented as well./r/n
https://www.acrobiosystems.com/P1725-Mouse-ADAM17--TACE--CD156b-Protein-His-Tag.html | Mouse ADAM17 / TACE / CD156b Protein, His Tag | SDS-PAGE11-102-5-35-0.jpg |  |  | ADAM17,TACE,CD156b/r/n | Mouse ADAM17, His Tag (AD7-M52H1) is expressed from human 293 cells (HEK293). It contains AA Pro 18 - Asp 563 (Accession # Q9Z0F8)./r/nPredicted N-terminus: Pro 18, Asp 59 and Arg 215/r/n | This protein carries a polyhistidine tag at the C-terminus.The protein has a calculated MW of 63.4 kDa. The protein migrates as 19 kDa and 20 kDa (Propeptide), 55-66 kDa (Mature-ADAM17) and 75-94 kDa (Pro-ADAM17) under reducing (R) condition (SDS-PAGE) due to glycosylation./r/n | Less than 1.0 EU per μg by the LAL method./r/n | >90% as determined by SDS-PAGE./r/n | Lyophilized from 0.22 μm filtered solution in 50 mM MES, 150 mM NaCl, pH6.5. Normally trehalose is added as protectant before lyophilization.Contact us for customized product form or formulation./r/n |  | For long term storage, the product should be stored at lyophilized state at -20°C or lower.Please avoid repeated freeze-thaw cycles./r/n | SDS-PAGEMouse ADAM17, His Tag on SDS-PAGE under reducing (R) condition. The gel was stained with Coomassie Blue. The purity of the protein is greater than 90%. |  |  | Disintegrin and metalloproteinase domain-containing protein 17 (ADAM17), a member of the ADAM protein family of disintegrins and metalloproteases, is also known as TNF-alpha convertase, TNF-alpha-converting enzyme and CD156b, which contains one disintegrin domain and one peptidase M12B domain. ADAM17 can cleave the membrane-bound precursor of TNF-alpha to its mature soluble form. ADAM17 is also responsible for the proteolytical release of soluble JAM3 from endothelial cells surface (By similarity) and proteolytic release of several other cell-surface proteins, including p75 TNF-receptor, interleukin 1 receptor type II, p55 TNF-receptor, transforming growth factor-alpha, L-selectin, growth hormone receptor, MUC1 and the amyloid precursor protein. Furthermore, ADAM17 acts as an activator of Notch pathway by mediating cleavage of Notch, generating the membrane-associated intermediate fragment called Notch extracellular truncation./r/n |  |  | Please see Certificate of Analysis for specific instructions.For best performance, we strongly recommend you to follow the reconstitution protocol provided in the CoA./r/n
https://www.acrobiosystems.com/P234-Human-BACE-1-Protein-Tag-Free-%28active-enzyme-MALS-verified%29.html | Human BACE-1 Protein, Tag Free (active enzyme, MALS verified) | SDS-PAGE11-102-5-36-0.jpg | SEC-MALS11-102-5-36-0.jpg |  | BACE1,ASP2,BACE,FLJ90568,HSPC104,KIAA1149,Memapsin-2,Beta-Secretase,β-secretase/r/n | Human BACE-1, Tag Free(BA1-H5213) is expressed from human 293 cells (HEK293). It contains AA Thr 22 - Thr 457 (Accession # NP_036236.1 )./r/nPredicted N-terminus: Thr 22/r/n | This protein carries no "tag"The protein has a calculated MW of 49.0 kDa. The protein migrates as 53-60 kDa under reducing (R) condition (SDS-PAGE) due to glycosylation./r/n | Less than 1.0 EU per μg by the LAL method./r/n | >98% as determined by SDS-PAGE. >90% as determined by SEC-MALS./r/n | Lyophilized from 0.22 μm filtered solution in 50 mM Tris, pH8.0 with trehalose as protectant. Contact us for customized product form or formulation./r/n |  | For long term storage, the product should be stored at lyophilized state at -20°C or lower.Please avoid repeated freeze-thaw cycles. This product is stable after storage at: -20°C to -70°C for 12 months in lyophilized state; -70°C for 3 months under sterile conditions after reconstitution./r/n | SDS-PAGEHuman BACE-1, Tag Free on SDS-PAGE under reducing (R) condition. The gel was stained with Coomassie Blue. The purity of the protein is greater than 98%. | SEC-MALSThe purity of Human BACE-1, Tag Free (Cat. No. BA1-H5213) is more than 90% and the molecular weight of this protein is around 55-65 kDa verified by SEC-MALS.Report | BioactivityMeasured by its ability to cleave a fluorogenic peptide substrate, Mca-SEVNLDAEFRK(Dpn)RR-NH2. The specific activity is >3.5 pmol/min/µg, as measured under the described conditions (QC tested).Protocol | Beta-secretase 1 (BACE1) is also known as beta-site APP cleaving enzyme 1 (beta-site amyloid precursor protein cleaving enzyme 1), memapsin-2 (membrane-associated aspartic protease 2), and aspartyl protease 2 (ASP2), β-Secretase , and is a member of the peptidase A1 protein family, BACE1 is a type I integral membrane glycoprotein and aspartic protease that is found mainly in the Golgi. BACE1 is an aspartic-acid protease important in the pathogenesis of Alzheimers disease, and in the formation of myelin sheaths in peripheral nerve cells. The transmembrane protein contains two active site aspartate residues in its extracellular protein domain and may function as a dimer. This protease is responsible for the proteolytic processing of the amyloid precursor protein (APP). Generation of the 40 or 42 amino acid-long amyloid-β peptides that aggregate in the brain of Alzheimers patients requires two sequential cleavages of the APP. Extracellular cleavage of APP by BACE creates a soluble extracellular fragment and a cell membrane-bound fragment referred to as C99. The elevation of BACE1 levels can be induced by amyloid plaques surrounding neurons at early stages of pathology before neuron death occurs, and may drive a positive-feedback loop in AD./r/n |  |  | Please see Certificate of Analysis for specific instructions.For best performance, we strongly recommend you to follow the reconstitution protocol provided in the CoA./r/n
https://www.acrobiosystems.com/P233-Human-BACE-1-Protein-Fc-Tag.html | Human BACE-1 Protein, Fc Tag | SDS-PAGE11-102-5-37-0.jpg |  |  | BACE1,ASP2,BACE,FLJ90568,HSPC104,KIAA1149,Memapsin-2,Beta-Secretase,β-secretase/r/n | Human BACE-1, Fc Tag(BA1-H5261) is expressed from human 293 cells (HEK293). It contains AA Thr 22 - Thr 457 (Accession # NP_036236.1)./r/nPredicted N-terminus: Thr 22 & Glu 46/r/n | This protein carries a human IgG1 Fc tag at the C-terminus. The Human BACE-1 will be further processed into mature form (Glu 46-Thr 457). The protein has a calculated MW of 75.2 kDa (pro-form) and 72.6 kDa (mature-form). The protein migrates as 80-96 kDa under reducing (R) condition (SDS-PAGE) due to glycosylation./r/n | Less than 1.0 EU per μg by the LAL method./r/n | >90% as determined by SDS-PAGE./r/n | Lyophilized from 0.22 μm filtered solution in 50 mM Tris, 100 mM Glycine, pH7.5 with trehalose as protectant. Contact us for customized product form or formulation./r/n |  | For long term storage, the product should be stored at lyophilized state at -20°C or lower.Please avoid repeated freeze-thaw cycles. This product is stable after storage at: -20°C to -70°C for 12 months in lyophilized state; -70°C for 3 months under sterile conditions after reconstitution./r/n | SDS-PAGEHuman BACE-1, Fc Tag on SDS-PAGE under reducing (R) condition. The gel was stained with Coomassie Blue. The purity of the protein is greater than 90%. |  |  | Beta-secretase 1 (BACE1) is also known as beta-site APP cleaving enzyme 1 (beta-site amyloid precursor protein cleaving enzyme 1), memapsin-2 (membrane-associated aspartic protease 2), and aspartyl protease 2 (ASP2), β-Secretase , and is a member of the peptidase A1 protein family, BACE1 is a type I integral membrane glycoprotein and aspartic protease that is found mainly in the Golgi. BACE1 is an aspartic-acid protease important in the pathogenesis of Alzheimers disease, and in the formation of myelin sheaths in peripheral nerve cells. The transmembrane protein contains two active site aspartate residues in its extracellular protein domain and may function as a dimer. This protease is responsible for the proteolytic processing of the amyloid precursor protein (APP). Generation of the 40 or 42 amino acid-long amyloid-β peptides that aggregate in the brain of Alzheimers patients requires two sequential cleavages of the APP. Extracellular cleavage of APP by BACE creates a soluble extracellular fragment and a cell membrane-bound fragment referred to as C99. The elevation of BACE1 levels can be induced by amyloid plaques surrounding neurons at early stages of pathology before neuron death occurs, and may drive a positive-feedback loop in AD./r/n |  |  | Please see Certificate of Analysis for specific instructions.For best performance, we strongly recommend you to follow the reconstitution protocol provided in the CoA./r/n
https://www.acrobiosystems.com/P232-Human-BACE-1-Protein-His-Tag-%28active-enzyme-MALS-verified%29.html | Human BACE-1 Protein, His Tag (active enzyme, MALS verified) | SDS-PAGE11-102-5-38-0.jpg | SEC-MALS11-102-5-38-0.jpg |  | BACE1,ASP2,BACE,FLJ90568,HSPC104,KIAA1149,Memapsin-2,Beta-Secretase,β-secretase/r/n | Human BACE-1, His Tag(BA1-H5220) is expressed from human 293 cells (HEK293). It contains AA Thr 22 - Thr 457 (Accession # NP_036236.1)./r/nPredicted N-terminus: Thr 22/r/n | This protein carries a polyhistidine tag at the C-terminusThe protein has a calculated MW of 49.3 kDa. The protein migrates as 55-66 kDa under reducing (R) condition (SDS-PAGE) due to glycosylation./r/n | Less than 1.0 EU per μg by the LAL method./r/n | >95% as determined by SDS-PAGE. >95% as determined by SEC-MALS./r/n | Lyophilized from 0.22 μm filtered solution in PBS, pH7.4 with trehalose as protectant. Contact us for customized product form or formulation./r/n |  | For long term storage, the product should be stored at lyophilized state at -20°C or lower.Please avoid repeated freeze-thaw cycles. This product is stable after storage at: -20°C to -70°C for 12 months in lyophilized state; -70°C for 3 months under sterile conditions after reconstitution./r/n | SDS-PAGEHuman BACE-1, His Tag on SDS-PAGE under reducing (R) condition. The gel was stained with Coomassie Blue. The purity of the protein is greater than 95%. | SEC-MALSThe purity of Human BACE-1, His Tag (Cat. No. BA1-H5220) is more than 95% and the molecular weight of this protein is around 55-65 kDa verified by SEC-MALS.Report | BioactivityMeasured by its ability to cleave a fluorogenic peptide substrate, Mca-SEVNLDAEFRK(Dpn)RR-NH2. The specific activity is >2.5 pmol/min/µg, as measured under the described conditions (QC tested).Protocol | Beta-secretase 1 (BACE1) is also known as beta-site APP cleaving enzyme 1 (beta-site amyloid precursor protein cleaving enzyme 1), memapsin-2 (membrane-associated aspartic protease 2), and aspartyl protease 2 (ASP2), β-Secretase , and is a member of the peptidase A1 protein family, BACE1 is a type I integral membrane glycoprotein and aspartic protease that is found mainly in the Golgi. BACE1 is an aspartic-acid protease important in the pathogenesis of Alzheimers disease, and in the formation of myelin sheaths in peripheral nerve cells. The transmembrane protein contains two active site aspartate residues in its extracellular protein domain and may function as a dimer. This protease is responsible for the proteolytic processing of the amyloid precursor protein (APP). Generation of the 40 or 42 amino acid-long amyloid-β peptides that aggregate in the brain of Alzheimers patients requires two sequential cleavages of the APP. Extracellular cleavage of APP by BACE creates a soluble extracellular fragment and a cell membrane-bound fragment referred to as C99. The elevation of BACE1 levels can be induced by amyloid plaques surrounding neurons at early stages of pathology before neuron death occurs, and may drive a positive-feedback loop in AD./r/n |  |  | Please see Certificate of Analysis for specific instructions.For best performance, we strongly recommend you to follow the reconstitution protocol provided in the CoA./r/n
https://www.acrobiosystems.com/P2743-Human-CD28H--IGPR-1-Protein-His-Tag.html | Human CD28H / IGPR-1 Protein, His Tag | SDS-PAGE11-102-5-39-0.jpg |  | Bioactivity11-102-5-39-0.jpg | TMIGD2,IGPR1/r/n | Human CD28H, His Tag(CDH-H52H3) is expressed from human 293 cells (HEK293). It contains AA Leu 23 - Gly 150 (Accession # Q96BF3-1 )./r/nPredicted N-terminus: Leu 23/r/n | This protein carries a polyhistidine tag at the C-terminusThe protein has a calculated MW of 15.9 kDa. The protein migrates as 22-32 kDa under reducing (R) condition (SDS-PAGE) due to glycosylation./r/n | Less than 1.0 EU per μg by the LAL method./r/n | >90% as determined by SDS-PAGE./r/n | Lyophilized from 0.22 μm filtered solution in PBS, pH7.4 with trehalose as protectant. Contact us for customized product form or formulation./r/n |  | For long term storage, the product should be stored at lyophilized state at -20°C or lower.Please avoid repeated freeze-thaw cycles. This product is stable after storage at: -20°C to -70°C for 12 months in lyophilized state; -70°C for 3 months under sterile conditions after reconstitution./r/n | SDS-PAGEHuman CD28H, His Tag on SDS-PAGE under reducing (R) condition. The gel was stained with Coomassie Blue. The purity of the protein is greater than 90%. |  |  | CD28 homolog (CD28H), also called transmembrane and immunoglobulin domain containing 2 (TMIGD2) and IGPR-1,is encoded by the TMIGD2 gene. CD28H is constitutively expressed on naive T and NK cells. After interaction of CD28 homolog with B7 homologue,the peripheral effector and memory T cells can be activated and proliferated by Akt-dependent signalling cascade. Plays a role in cell-cell interaction, cell migration, and angiogenesis. Through interaction with HHLA2, costimulates T-cells in the context of TCR-mediated activation. Enhances T-cell proliferation and cytokine production via an AKT-dependent signaling cascade./r/n |  | Bioactivity-ELISAImmobilized Human CD28H, His Tag (Cat. No. CDH-H52H3) at 5 μg/mL (100 μL/well) can bind Biotinylated Human B7-H7, Fc Tag, Avi Tag (Cat. No. B77-H82F5) with a linear range of 10-156 ng/mL (QC tested).ProtocolImmobilized Human CD28H, His Tag (Cat. No. CDH-H52H3) at 5 μg/mL (100 μL/well) can bind Human B7-H7, Fc Tag (Cat. No. B77-H5257) with a linear range of 1-78 ng/mL (Routinely tested).Protocol | Please see Certificate of Analysis for specific instructions.For best performance, we strongly recommend you to follow the reconstitution protocol provided in the CoA./r/n
https://www.acrobiosystems.com/P2311-Human-CD28H--IGPR-1-Protein-Fc-Tag-%28MALS-verified%29.html
https://www.acrobiosystems.com/P5324-Canine-DPPIV--CD26-Protein-His-Tag-active-dimer-%28active-enzyme-MALS-verified%29.html | Canine DPPIV / CD26 Protein, His Tag, active dimer (active enzyme, MALS verified) | SDS-PAGE11-102-5-41-0.jpg | SEC-MALS11-102-5-41-0.jpg |  | DPP4,ADABP,ADCP2,CD26,DPPIV,TP103/r/n | Canine DPPIV, His Tag (DP4-C52H5) is expressed from human 293 cells (HEK293). It contains AA Ser 27 - Pro 732 (Accession # F1PP08-1)./r/nPredicted N-terminus: Ser 27/r/n | This protein carries a polyhistidine tag at the C-terminus.The protein has a calculated MW of 83.4 kDa. The protein migrates as 100-110 kDa under reducing (R) condition (SDS-PAGE) due to glycosylation./r/n | Less than 1.0 EU per μg by the LAL method./r/n | >95% as determined by SDS-PAGE.>90% as determined by SEC-MALS./r/n | Lyophilized from 0.22 μm filtered solution in 20 mM Tris, 150 mM NaCl, pH8.0 . Normally Trehalose is added as protectant before lyophilization.Contact us for customized product form or formulation./r/n |  | For long term storage, the product should be stored at lyophilized state at -20°C or lower.Please protect from light and avoid repeated freeze-thaw cycles./r/n | SDS-PAGECanine DPPIV, His Tag on SDS-PAGE under reducing (R) condition. The gel was stained with Coomassie Blue. The purity of the protein is greater than 95%. | SEC-MALSThe purity of Canine DPPIV, His Tag (Cat. No. DP4-C52H5) is more than 90% and the molecular weight of this protein is around 97-118 kDa verified by SEC-MALS.Report |  | Dipeptidyl peptidase-IV (DPPIV) is also known as adenosine deaminase complexing protein 2, DPPIV or CD26 is antigenic enzyme expressed on the surface of most cell types and is associated with immune regulation, signal transduction and apoptosis. It is an intrinsic membrane glycoprotein and a serine exopeptidase that cleaves X-proline dipeptides from the N-terminus of polypeptides. The substrates of DPPIV are proline (or alanine)-containing peptides and include growth factors, chemokines, neuropeptides, and vasoactive peptides. DPPIV plays a major role in glucose metabolism. It is responsible for the degradation of incretins such as GLP-1. DPPIV plays an important role in tumor biology, and is useful as a marker for various cancers, with its levels either on the cell surface or in the serum increased in some neoplasms and decreased in others. DPPIV also binds the enzyme adenosine deaminase specifically and with high affinity. The significance of this interaction has yet to be established./r/n |  |  | Please see Certificate of Analysis for specific instructions.For best performance, we strongly recommend you to follow the reconstitution protocol provided in the CoA./r/n
https://www.acrobiosystems.com/P5022-Cynomolgus-DPPIV--CD26-Protein-His-Tag-active-dimer-%28active-enzyme-MALS-verified%29.html | Cynomolgus DPPIV / CD26 Protein, His Tag, active dimer (active enzyme, MALS verified) | SDS-PAGE11-102-5-42-0.jpg | SEC-MALS11-102-5-42-0.jpg | Bioactivity11-102-5-42-0.jpg | DPP4,ADABP,ADCP2,CD26,DPPIV,TP103/r/n | Cynomolgus DPPIV, His Tag (DP4-C52H9) is expressed from human 293 cells (HEK293). It contains AA Asn 29 - Pro 766 (Accession # F6VRB0-1)./r/nPredicted N-terminus: Asn 29/r/n | This protein carries a polyhistidine tag at the C-terminus.The protein has a calculated MW of 86.9 kDa. The protein migrates as 100-110 kDa under reducing (R) condition (SDS-PAGE) due to glycosylation./r/n | Less than 1.0 EU per μg by the LAL method./r/n | >95% as determined by SDS-PAGE.>90% as determined by SEC-MALS./r/n | Lyophilized from 0.22 μm filtered solution in 20 mM Tris, 150 mM NaCl, pH8.0 . Normally trehalose is added as protectant before lyophilization.Contact us for customized product form or formulation./r/n |  | For long term storage, the product should be stored at lyophilized state at -20°C or lower.Please avoid repeated freeze-thaw cycles./r/n | SDS-PAGECynomolgus DPPIV, His Tag on SDS-PAGE under reducing (R) condition. The gel was stained with Coomassie Blue. The purity of the protein is greater than 95%. | SEC-MALSThe purity of Cynomolgus DPPIV, His Tag (Cat. No. DP4-C52H9) is more than 90% and the molecular weight of this protein is around 185-215 kDa verified by SEC-MALS.Report | BioactivityMeasured by its ability to cleave the fluorogenic peptide substrate, Gly-Pro-7-amido-4-methylcoumarin (GP-AMC). The specific activity is >3500 pmol/min/μg(QC tested).Protocol | Dipeptidyl peptidase-IV (DPPIV) is also known as adenosine deaminase complexing protein 2, DPPIV or CD26 is antigenic enzyme expressed on the surface of most cell types and is associated with immune regulation, signal transduction and apoptosis. It is an intrinsic membrane glycoprotein and a serine exopeptidase that cleaves X-proline dipeptides from the N-terminus of polypeptides. The substrates of DPPIV are proline (or alanine)-containing peptides and include growth factors, chemokines, neuropeptides, and vasoactive peptides. DPPIV plays a major role in glucose metabolism. It is responsible for the degradation of incretins such as GLP-1. DPPIV plays an important role in tumor biology, and is useful as a marker for various cancers, with its levels either on the cell surface or in the serum increased in some neoplasms and decreased in others. DPPIV also binds the enzyme adenosine deaminase specifically and with high affinity. The significance of this interaction has yet to be established./r/n |  |  | Please see Certificate of Analysis for specific instructions.For best performance, we strongly recommend you to follow the reconstitution protocol provided in the CoA./r/n | [7 empty] | Bioactivity-SPRMERS S1 protein, His Tag (Cat. No. S1N-M52H5) immobilized on CM5 Chip can bind Cynomolgus DPPIV, His Tag (Cat. No. DP4-C52H9) with an affinity constant of 60.7 nM as determined in a SPR assay (Biacore 8K) (Routinely tested).Protocol
https://www.acrobiosystems.com/P5021-Mouse-DPPIV--CD26-Protein-His-Tag-active-dimer-%28active-enzyme-MALS-verified%29.html | Mouse DPPIV / CD26 Protein, His Tag, active dimer (active enzyme, MALS verified) | SDS-PAGE11-102-5-43-0.jpg | SEC-MALS11-102-5-43-0.jpg |  | DPP4,ADABP,ADCP2,CD26,DPPIV,TP103/r/n | Mouse DPPIV, His Tag(DP4-M52H5) is expressed from human 293 cells (HEK293). It contains AA Ser 29 - His 760 (Accession # P28843-1 )./r/nPredicted N-terminus: Ser 29/r/n | This protein carries a polyhistidine tag at the C-terminusThe protein has a calculated MW of 86.4 kDa. The protein migrates as 110-120 kDa under reducing (R) condition (SDS-PAGE) due to glycosylation./r/n | Less than 1.0 EU per μg by the LAL method./r/n | >95% as determined by SDS-PAGE. >90% as determined by SEC-MALS./r/n | Lyophilized from 0.22 μm filtered solution in 20 mM Tris, 150 mM NaCl, pH8.0 with trehalose as protectant. Contact us for customized product form or formulation./r/n |  | For long term storage, the product should be stored at lyophilized state at -20°C or lower.Please avoid repeated freeze-thaw cycles. This product is stable after storage at: -20°C to -70°C for 12 months in lyophilized state; -70°C for 3 months under sterile conditions after reconstitution./r/n | SDS-PAGEMouse DPPIV, His Tag on SDS-PAGE under reducing (R) condition. The gel was stained with Coomassie Blue. The purity of the protein is greater than 95%. | SEC-MALSThe purity of Mouse DPPIV, His Tag (Cat. No. DP4-M52H5) is more than 90% and the molecular weight of this protein is around 185-215 kDa verified by SEC-MALS.Report | BioactivityMeasured by its ability to cleave the fluorogenic peptide substrate, Gly-Pro-7-amido-4-methylcoumarin (GP-AMC). The specific activity is >4500 pmol/min/μg (QC tested).Protocol | Dipeptidyl peptidase-IV (DPPIV) is also known as adenosine deaminase complexing protein 2, DPPIV or CD26 is antigenic enzyme expressed on the surface of most cell types and is associated with immune regulation, signal transduction and apoptosis. It is an intrinsic membrane glycoprotein and a serine exopeptidase that cleaves X-proline dipeptides from the N-terminus of polypeptides. The substrates of DPPIV are proline (or alanine)-containing peptides and include growth factors, chemokines, neuropeptides, and vasoactive peptides. DPPIV plays a major role in glucose metabolism. It is responsible for the degradation of incretins such as GLP-1. DPPIV plays an important role in tumor biology, and is useful as a marker for various cancers, with its levels either on the cell surface or in the serum increased in some neoplasms and decreased in others. DPPIV also binds the enzyme adenosine deaminase specifically and with high affinity. The significance of this interaction has yet to be established./r/n |  |  | Please see Certificate of Analysis for specific instructions.For best performance, we strongly recommend you to follow the reconstitution protocol provided in the CoA./r/n
https://www.acrobiosystems.com/P3970-Biotinylated-Human-DPPIV--CD26-Protein-HisAvitag%E2%84%A2-%28active-enzyme-MALS-verified%29.html | Biotinylated Human DPPIV / CD26 Protein, His,Avitag™ (active enzyme, MALS verified) | SDS-PAGE11-102-5-44-0.jpg | SEC-MALS11-102-5-44-0.jpg | Bioactivity11-102-5-44-0.jpg | DPP4,ADABP,ADCP2,CD26,DPPIV,TP103/r/n | Biotinylated Human DPPIV, His,Avitag(DP4-H82E3) is expressed from human 293 cells (HEK293). It contains AA Asp 34 - Pro 766 (Accession # NP_001926.2 )./r/nPredicted N-terminus: Asp 34/r/n | This protein carries a polyhistidine tag at the C-terminus, followed by an Avi tag (Avitag™)The protein has a calculated MW of 88.4 kDa. The protein migrates as 100-115 kDa under reducing (R) condition (SDS-PAGE) due to glycosylation./r/n | Less than 1.0 EU per μg by the LAL method./r/n | >95% as determined by SDS-PAGE./r/n | Lyophilized from 0.22 μm filtered solution in PBS, pH7.4 with trehalose as protectant. Contact us for customized product form or formulation./r/n |  | For long term storage, the product should be stored at lyophilized state at -20°C or lower.Please avoid repeated freeze-thaw cycles. This product is stable after storage at: -20°C to -70°C for 12 months in lyophilized state; -70°C for 3 months under sterile conditions after reconstitution./r/n | SDS-PAGEBiotinylated Human DPPIV, His,Avitag on SDS-PAGE under reducing (R) condition. The gel was stained with Coomassie Blue. The purity of the protein is greater than 95%. | SEC-MALSThe purity of Biotinylated Human DPPIV, His,Avitag (Cat. No. DP4-H82E3) is more than 85% and the molecular weight of this protein is around 200-230 kDa verified by SEC-MALS.Report | BioactivityMeasured by its ability to cleave the fluorogenic peptide substrate, Gly-Pro-7-amido-4-methylcoumarin (GP-AMC). The specific activity is >7500 pmol/min/µg (QC tested).Protocol | Dipeptidyl peptidase-IV (DPPIV) is also known as adenosine deaminase complexing protein 2, DPPIV or CD26 is antigenic enzyme expressed on the surface of most cell types and is associated with immune regulation, signal transduction and apoptosis. It is an intrinsic membrane glycoprotein and a serine exopeptidase that cleaves X-proline dipeptides from the N-terminus of polypeptides. The substrates of DPPIV are proline (or alanine)-containing peptides and include growth factors, chemokines, neuropeptides, and vasoactive peptides. DPPIV plays a major role in glucose metabolism. It is responsible for the degradation of incretins such as GLP-1. DPPIV plays an important role in tumor biology, and is useful as a marker for various cancers, with its levels either on the cell surface or in the serum increased in some neoplasms and decreased in others. DPPIV also binds the enzyme adenosine deaminase specifically and with high affinity. The significance of this interaction has yet to be established./r/n |  | Bioactivity-ELISAImmobilized MERS S1 protein, His Tag (Cat. No. S1N-M52H5) at 2 μg/mL (100 μL/well) can bind Biotinylated Human DPPIV, His,Avitag (Cat. No. DP4-H82E3) with a linear range of 0.8-25 ng/mL (Routinely tested).Protocol | Please see Certificate of Analysis for specific instructions.For best performance, we strongly recommend you to follow the reconstitution protocol provided in the CoA./r/n |  |  |  |  | Biotinylation of this product is performed using Avitag™ technology. Briefly, the single lysine residue in the Avitag is enzymatically labeled with biotin./r/n |  | Passed as determined by the HABA assay / binding ELISA./r/n
https://www.acrobiosystems.com/P273-Human-DPPIV--CD26-Protein-Tag-Free-active-dimer-%28active-enzyme-MALS-verified%29.html | Human DPPIV / CD26 Protein, Tag Free, active dimer (active enzyme, MALS verified) | SDS-PAGE11-102-5-45-0.jpg | SEC-MALS11-102-5-45-0.jpg |  | DPP4,ADABP,ADCP2,CD26,DPPIV,TP103/r/n | Human DPPIV, Tag Free(DP4-H5211) is expressed from human 293 cells (HEK293). It contains AA Asn 29 - Pro 766 (Accession # NP_001926.2 )./r/n | This protein carries no "tag"The protein has a calculated MW of 85.5 kDa. The protein migrates as 90-116 kDa under reducing (R) condition (SDS-PAGE) due to glycosylation./r/n | Less than 1.0 EU per μg by the LAL method./r/n | >95% as determined by SDS-PAGE. >95% as determined by SEC-MALS./r/n | Lyophilized from 0.22 μm filtered solution in 50 mM HEPES, 150 mM NaCl, pH7.5 with trehalose as protectant. Contact us for customized product form or formulation./r/n |  | For long term storage, the product should be stored at lyophilized state at -20°C or lower.Please avoid repeated freeze-thaw cycles. This product is stable after storage at: -20°C to -70°C for 12 months in lyophilized state; -70°C for 3 months under sterile conditions after reconstitution./r/n | SDS-PAGEHuman DPPIV, Tag Free on SDS-PAGE under reducing (R) condition. The gel was stained with Coomassie Blue. The purity of the protein is greater than 95%. | SEC-MALSThe purity of Human DPPIV, Tag Free (Cat. No. DP4-H5211) is more than 95% and the molecular weight of this protein is around 190-220 kDa verified by SEC-MALS.Report | BioactivityMeasured by its ability to cleave the fluorogenic peptide substrate, Gly-Pro-7-amido-4-methylcoumarin (GP-AMC). The specific activity is >11000 pmol/min/µg (QC tested).Protocol | Dipeptidyl peptidase-IV (DPPIV) is also known as adenosine deaminase complexing protein 2, DPPIV or CD26 is antigenic enzyme expressed on the surface of most cell types and is associated with immune regulation, signal transduction and apoptosis. It is an intrinsic membrane glycoprotein and a serine exopeptidase that cleaves X-proline dipeptides from the N-terminus of polypeptides. The substrates of DPPIV are proline (or alanine)-containing peptides and include growth factors, chemokines, neuropeptides, and vasoactive peptides. DPPIV plays a major role in glucose metabolism. It is responsible for the degradation of incretins such as GLP-1. DPPIV plays an important role in tumor biology, and is useful as a marker for various cancers, with its levels either on the cell surface or in the serum increased in some neoplasms and decreased in others. DPPIV also binds the enzyme adenosine deaminase specifically and with high affinity. The significance of this interaction has yet to be established./r/n |  |  | Please see Certificate of Analysis for specific instructions.For best performance, we strongly recommend you to follow the reconstitution protocol provided in the CoA./r/n
https://www.acrobiosystems.com/P272-Human-DPPIV--CD26-Protein-Fc-Tag-%28active-enzyme%29.html | Human DPPIV / CD26 Protein, Fc Tag (active enzyme) | SDS-PAGE11-102-5-46-0.jpg |  | Bioactivity11-102-5-46-0.jpg | DPP4,ADABP,ADCP2,CD26,DPPIV,TP103/r/n | Human DPPIV, Fc Tag(DP4-H5266) is expressed from human 293 cells (HEK293). It contains AA Asn 29 - Pro 766 (Accession # NP_001926.2 )./r/n | This protein carries a human IgG1 Fc tag at the N-terminusThe protein has a calculated MW of 112.3 kDa. The protein migrates as 90-116 kDa under reducing (R) condition (SDS-PAGE) due to glycosylation./r/n | Less than 1.0 EU per μg by the LAL method./r/n | >95% as determined by SDS-PAGE./r/n | Lyophilized from 0.22 μm filtered solution in 50 mM Tris, 100 mM Glycine, pH7.5 with trehalose as protectant. Contact us for customized product form or formulation./r/n |  | For long term storage, the product should be stored at lyophilized state at -20°C or lower.Please avoid repeated freeze-thaw cycles. This product is stable after storage at: -20°C to -70°C for 12 months in lyophilized state; -70°C for 3 months under sterile conditions after reconstitution./r/n | SDS-PAGEHuman DPPIV, Fc Tag on SDS-PAGE under reducing (R) condition. The gel was stained with Coomassie Blue. The purity of the protein is greater than 95%. |  | BioactivityMeasured by its ability to cleave the fluorogenic peptide substrate, Gly-Pro-7-amido-4-methylcoumarin (GP-AMC). The specific activity is >3500 pmol/min/µg (QC tested).Protocol | Dipeptidyl peptidase-IV (DPPIV) is also known as adenosine deaminase complexing protein 2, DPPIV or CD26 is antigenic enzyme expressed on the surface of most cell types and is associated with immune regulation, signal transduction and apoptosis. It is an intrinsic membrane glycoprotein and a serine exopeptidase that cleaves X-proline dipeptides from the N-terminus of polypeptides. The substrates of DPPIV are proline (or alanine)-containing peptides and include growth factors, chemokines, neuropeptides, and vasoactive peptides. DPPIV plays a major role in glucose metabolism. It is responsible for the degradation of incretins such as GLP-1. DPPIV plays an important role in tumor biology, and is useful as a marker for various cancers, with its levels either on the cell surface or in the serum increased in some neoplasms and decreased in others. DPPIV also binds the enzyme adenosine deaminase specifically and with high affinity. The significance of this interaction has yet to be established./r/n |  | Bioactivity-ELISAImmobilized Human DPPIV, Fc Tag (Cat. No. DP4-H5266) at 2 μg/mL (100 μL/well) can bind MERS S1 protein, His Tag (Cat. No. S1N-M52H5) with a linear range of 0.039-0.156 μg/mL (Routinely tested).Protocol | Please see Certificate of Analysis for specific instructions.For best performance, we strongly recommend you to follow the reconstitution protocol provided in the CoA./r/n
https://www.acrobiosystems.com/P209-Human-DPPIV--CD26-Protein-His-Tag-active-dimer-%28active-enzyme-MALS-verified%29.html | Human DPPIV / CD26 Protein, His Tag, active dimer (active enzyme, MALS verified) | SDS-PAGE11-102-5-47-0.jpg | SEC-MALS11-102-5-47-0.jpg | Bioactivity11-102-5-47-0.jpg | DPP4,ADABP,ADCP2,CD26,DPPIV,TP103/r/n | Human DPPIV, His Tag (DP4-H5221) is expressed from human 293 cells (HEK293). It contains AA Asp 34 - Pro 766 (Accession # NP_001926.2)./r/nPredicted N-terminus: Asp 34/r/n | This protein carries a polyhistidine tag at the C-terminus.The protein has a calculated MW of 85.7 kDa. The protein migrates as 95 kDa under reducing (R) condition (SDS-PAGE) due to glycosylation./r/n | Less than 1.0 EU per μg by the LAL method./r/n | >95% as determined by SDS-PAGE.>95% as determined by SEC-MALS./r/n | Lyophilized from 0.22 μm filtered solution in PBS, pH7.4. Normally trehalose is added as protectant before lyophilization.Contact us for customized product form or formulation./r/n |  | For long term storage, the product should be stored at lyophilized state at -20°C or lower.Please avoid repeated freeze-thaw cycles./r/n | SDS-PAGEHuman DPPIV, His Tag on SDS-PAGE under reducing (R) condition. The gel was stained with Coomassie Blue. The purity of the protein is greater than 95%. | SEC-MALSThe purity of Human DPPIV, His Tag (Cat. No. DP4-H5221) is more than 95% and the molecular weight of this protein is around 190-220 kDa verified by SEC-MALS.Report | BioactivityMeasured by its ability to cleave the fluorogenic peptide substrate, Gly-Pro-7-amido-4-methylcoumarin (GP-AMC). The specific activity is >8500 pmol/min/µg (QC tested).Protocol | Dipeptidyl peptidase-IV (DPPIV) is also known as adenosine deaminase complexing protein 2, DPPIV or CD26 is antigenic enzyme expressed on the surface of most cell types and is associated with immune regulation, signal transduction and apoptosis. It is an intrinsic membrane glycoprotein and a serine exopeptidase that cleaves X-proline dipeptides from the N-terminus of polypeptides. The substrates of DPPIV are proline (or alanine)-containing peptides and include growth factors, chemokines, neuropeptides, and vasoactive peptides. DPPIV plays a major role in glucose metabolism. It is responsible for the degradation of incretins such as GLP-1. DPPIV plays an important role in tumor biology, and is useful as a marker for various cancers, with its levels either on the cell surface or in the serum increased in some neoplasms and decreased in others. DPPIV also binds the enzyme adenosine deaminase specifically and with high affinity. The significance of this interaction has yet to be established./r/n |  |  | Please see Certificate of Analysis for specific instructions.For best performance, we strongly recommend you to follow the reconstitution protocol provided in the CoA./r/n | [7 empty] | Bioactivity-SPRHuman DPPIV, His Tag (Cat. No. DP4-H5221) immobilized on CM5 Chip can bind MERS S1 protein, His Tag (Cat. No. S1N-M52H5) with an affinity constant of 0.303 μM as determined in a SPR assay (Biacore 8K) (Routinely tested).Protocol
https://www.acrobiosystems.com/P871-Human-ENPP-2--Autotaxin-Protein-His-Tag-%28active-enzyme%29.html | Human ENPP-2 / Autotaxin Protein, His Tag (active enzyme) | SDS-PAGE11-102-5-48-0.jpg |  |  | ENPP-2,E-NPP 2,Autotaxin,LysoPLD,ATX,PDNP2,ATX-X,NPP2,PD-IALPHA/r/n | Human ENPP-2, His Tag (EN2-H5241) is expressed from human 293 cells (HEK293). It contains AA Asp 49 - Ile 863 (Accession # NP_001035181)./r/nPredicted N-terminus: His/r/n | This protein carries a polyhistidine tag at the N-terminus.The protein has a calculated MW of 94.5 kDa. The protein migrates as 90-100 kDa under reducing (R) condition (SDS-PAGE)./r/n | Less than 1.0 EU per μg by the LAL method./r/n | >95% as determined by SDS-PAGE./r/n | Lyophilized from 0.22 μm filtered solution in 50 mM Tris, 150 mM NaCl, pH 7.5. Normally trehalose is added as protectant before lyophilization.Contact us for customized product form or formulation./r/n |  | For long term storage, the product should be stored at lyophilized state at -20°C or lower.Please avoid repeated freeze-thaw cycles./r/n | SDS-PAGEHuman ENPP-2, His Tag on SDS-PAGE under reducing (R) condition. The gel was stained with Coomassie Blue. The purity of the protein is greater than 95%. |  | BioactivityMeasured by its ability to cleave Bis (p-Nitrophenyl) Phosphate (BPNPP). The specific activity is >8,000 pmol/min/μg, as measured under the described conditions (QC tested).Protocol | Autotaxin also known as ectonucleotide pyrophosphatase / phosphodiesterase family member 2 (E-NPP 2 or ENPP2), Extracellular lysophospholipase D (LysoPLD), Autotaxin (ATX or ATX-X), which belongs to the nucleotide pyrophosphatase / phosphodiesterase family. ENPP2 contains two SMB (somatomedin-B) domains. ENPP2 hydrolyzes lysophospholipids to produce lysophosphatidic acid (LPA) in extracellular fluids. ENPP2 can act on sphingosylphosphphorylcholine producing sphingosine-1-phosphate, a modulator of cell motility. ENPP2 stimulates migration of melanoma cells, probably via a pertussis toxin-sensitive G protein./r/n |  |  | Please see Certificate of Analysis for specific instructions.For best performance, we strongly recommend you to follow the reconstitution protocol provided in the CoA./r/n |  |  | /r/n
https://www.acrobiosystems.com/P6914-HEK293Human-ENPP3-Stable-Cell-Line.html | HEK293/Human ENPP3 Stable Cell Line | [10 empty] | Frozen in liquid nitrogen./r/n |  |  |  | The human NPP family contains seven members which can be classified into two groups according to their substrate preferences. The first class comprises the nucleotide-degrading proteins NPP1, 3 and 4. NPP3 (CD203c, ENPP3) is expressed in multiple organs, including on epithelial and mucosal surfaces, and notably on basophils and mast cells. Activation of basophils by antigen-bound IgE leads to release of inflammatory mediators and rapid upregulation of NPP3 to the cell surface. This protein is in fact a common marker for diagnosing allergen sensitivity with patient basophils by flow cytometry. Basophils and mast cells mediate the response to certain pathogens, as well as acute and chronic allergic reactions. Following activation, these cells release ATP, which further stimulates them in an autocrine manner. NPP3 upregulation serves to degrade ATP and suppress chronic allergic inflammation (but not the acute response)./r/n | [11 empty] | HEK293/Human ENPP3 Stable Cell Line/r/n | • Useful for cell-based ENPP3 binding assay/r/n | Adherent/r/n | Puromycin (2 μg/mL)/r/n | DMEM + 10% FBS/r/n | Serum-free cell cryopreservation medium/r/n | 1 vial contains at least 5×10^6 cells in 1 mL serum-free cryopreservation medium/r/n | See data sheet for detailed culturing and assay protocol./r/n | This cell line is provided for research use only. This license does not permit you to share, distribute, sell, sublicense, or otherwise make this cell line available for use to other laboratories, departments, research institutions, hospitals, universities, or biotech companies. The license does not permit modification of this cell line in any way. Inappropriate use or distribution of this cell line will result in revocation of the license. Modifications of this cell line, transfer to another facility, or commercial use of the cell lines may require a separate license and additional fees. AcroBiosystems does not warrant the suitability of this cell line for any particular use, and does not accept any liability in connection with the handling or use of this cell line./r/n
https://www.acrobiosystems.com/P6474-Mouse-ENPP3-Protein-Fc-Tag-%28active-enzyme-MALS-verified%29.html | Mouse ENPP3 Protein, Fc Tag (active enzyme, MALS verified) | SDS-PAGE11-102-5-50-0.jpg | SEC-MALS11-102-5-50-0.jpg |  | ENPP3,CD203c,NPP3,E-NPP3,PD-Ibeta,NPPase,PDNP3/r/n | Mouse ENPP3 Protein, Fc Tag(EN3-M5263) is expressed from human 293 cells (HEK293). It contains AA Arg 46 - Ile 874 (Accession # Q6DYE8-1 )./r/nPredicted N-terminus: Pro/r/n | This protein carries a human IgG1 Fc tag at the N-terminusThe protein has a calculated MW of 120.3 kDa. The protein migrates as 130-150 kDa under reducing (R) condition (SDS-PAGE) due to glycosylation./r/n | Less than 1.0 EU per μg by the LAL method./r/n | >90% as determined by SDS-PAGE. >90% as determined by SEC-MALS./r/n | Lyophilized from 0.22 μm filtered solution in 50 mM Tris 150 mM NaCl PH8.0 with trehalose as protectant. Contact us for customized product form or formulation./r/n |  | For long term storage, the product should be stored at lyophilized state at -20°C or lower.Please avoid repeated freeze-thaw cycles. This product is stable after storage at: -20°C to -70°C for 12 months in lyophilized state; -70°C for 3 months under sterile conditions after reconstitution./r/n | SDS-PAGEMouse ENPP3 Protein, Fc Tag on SDS-PAGE under reducing (R) condition. The gel was stained with Coomassie Blue. The purity of the protein is greater than 90%. | SEC-MALSThe purity of Mouse ENPP3 Protein, Fc Tag (Cat. No. EN3-M5263) is more than 90% and the molecular weight of this protein is around 245-285 kDa verified by SEC-MALS.Report | BioactivityMeasured by its ability to hydrolyze the Pyrophosphate (PPi) from the substrate adenosine-5’-triphosphate (ATP). The specific activity is > 700 pmol/min/μg (QC tested).Protocol | The human NPP family contains seven members which can be classified into two groups according to their substrate preferences. The first class comprises the nucleotide-degrading proteins NPP1, 3 and 4. NPP3 (CD203c, ENPP3) is expressed in multiple organs, including on epithelial and mucosal surfaces, and notably on basophils and mast cells. Activation of basophils by antigen-bound IgE leads to release of inflammatory mediators and rapid upregulation of NPP3 to the cell surface. This protein is in fact a common marker for diagnosing allergen sensitivity with patient basophils by flow cytometry. Basophils and mast cells mediate the response to certain pathogens, as well as acute and chronic allergic reactions. Following activation, these cells release ATP, which further stimulates them in an autocrine manner. NPP3 upregulation serves to degrade ATP and suppress chronic allergic inflammation (but not the acute response)./r/n |  |  | Please see Certificate of Analysis for specific instructions.For best performance, we strongly recommend you to follow the reconstitution protocol provided in the CoA./r/n
https://www.acrobiosystems.com/P5993-Human-ENPP3--CD203c-Protein-Fc-Tag-%28active-enzyme-MALS-verified%29.html | Human ENPP3 / CD203c Protein, Fc Tag (active enzyme, MALS verified) | SDS-PAGE11-102-5-51-0.jpg | SEC-MALS11-102-5-51-0.jpg |  | ENPP3,CD203c,NPP3,E-NPP3,PD-Ibeta,NPPase,PDNP3/r/n | Human ENPP3 Protein, Fc Tag(EN3-H5267) is expressed from human 293 cells (HEK293). It contains AA Leu 48 - Ile 875 (Accession # O14638-1 )./r/nPredicted N-terminus: Pro/r/n | This protein carries a human IgG1 Fc tag at the N-terminusThe protein has a calculated MW of 121.5 kDa. The protein migrates as 150-190 kDa under reducing (R) condition (SDS-PAGE) due to glycosylation./r/n | Less than 1.0 EU per μg by the LAL method./r/n | >90% as determined by SDS-PAGE. >90% as determined by SEC-MALS./r/n | Lyophilized from 0.22 μm filtered solution in 50mM Tris, 150mM NaCl, pH 7.5 with trehalose as protectant. Contact us for customized product form or formulation./r/n |  | For long term storage, the product should be stored at lyophilized state at -20°C or lower.Please avoid repeated freeze-thaw cycles. This product is stable after storage at: -20°C to -70°C for 12 months in lyophilized state; -70°C for 3 months under sterile conditions after reconstitution./r/n | SDS-PAGEHuman ENPP3 Protein, Fc Tag on SDS-PAGE under reducing (R) condition. The gel was stained with Coomassie Blue. The purity of the protein is greater than 90%. | SEC-MALSThe purity of Human ENPP3 Protein, Fc Tag (Cat. No. EN3-H5267) is more than 90% and the molecular weight of this protein is around 265-315 kDa verified by SEC-MALS.Report | BioactivityMeasured by its ability to hydrolyze the Pyrophosphate (PPi) from the substrate adenosine-5’-triphosphate (ATP). The specific activity is > 100 pmol/min/μg (QC tested).Protocol | The human NPP family contains seven members which can be classified into two groups according to their substrate preferences. The first class comprises the nucleotide-degrading proteins NPP1, 3 and 4. NPP3 (CD203c, ENPP3) is expressed in multiple organs, including on epithelial and mucosal surfaces, and notably on basophils and mast cells. Activation of basophils by antigen-bound IgE leads to release of inflammatory mediators and rapid upregulation of NPP3 to the cell surface. This protein is in fact a common marker for diagnosing allergen sensitivity with patient basophils by flow cytometry. Basophils and mast cells mediate the response to certain pathogens, as well as acute and chronic allergic reactions. Following activation, these cells release ATP, which further stimulates them in an autocrine manner. NPP3 upregulation serves to degrade ATP and suppress chronic allergic inflammation (but not the acute response)./r/n |  |  | Please see Certificate of Analysis for specific instructions.For best performance, we strongly recommend you to follow the reconstitution protocol provided in the CoA./r/n
https://www.acrobiosystems.com/P4289-Biotinylated-ENPP3-protein-HisAvitag%E2%84%A2-%28active-enzyme%29.html | Biotinylated ENPP3 protein, His,Avitag™ (active enzyme) | SDS-PAGE11-102-5-52-0.jpg |  |  | ENPP3,CD203c,NPP3,E-NPP3,PD-Ibeta,NPPase,PDNP3/r/n | Biotinylated ENPP3, His,Avitag (EN3-H82E5) is expressed from human 293 cells (HEK293). It contains AA Leu 48 - Ile 875 (Accession # O14638-1)./r/nPredicted N-terminus: Gly/r/n | This protein carries an Avi tag at the N-terminus, followed by a polyhistidine tag.The protein has a calculated MW of 98.6 kDa. The protein migrates as 100-140 kDa under reducing (R) condition (SDS-PAGE) due to glycosylation./r/n | Less than 1.0 EU per μg by the LAL method./r/n | >90% as determined by SDS-PAGE./r/n | Lyophilized from 0.22 μm filtered solution in 50 mM Tris, 150 mM NaCl, pH7.5. Normally trehalose is added as protectant before lyophilization.Contact us for customized product form or formulation./r/n |  | For long term storage, the product should be stored at lyophilized state at -20°C or lower.Please avoid repeated freeze-thaw cycles./r/n | SDS-PAGEBiotinylated ENPP3, His,Avitag on SDS-PAGE under reducing (R) condition. The gel was stained with Coomassie Blue. The purity of the protein is greater than 90%. |  | BioactivityMeasured by its ability to hydrolyze the Pyrophosphate (PPi) from the substrate adenosine-5’-triphosphate (ATP). The specific activity is > 100 pmol/min/μg (QC tested).Protocol | The human NPP family contains seven members which can be classified into two groups according to their substrate preferences. The first class comprises the nucleotide-degrading proteins NPP1, 3 and 4. NPP3 (CD203c, ENPP3) is expressed in multiple organs, including on epithelial and mucosal surfaces, and notably on basophils and mast cells. Activation of basophils by antigen-bound IgE leads to release of inflammatory mediators and rapid upregulation of NPP3 to the cell surface. This protein is in fact a common marker for diagnosing allergen sensitivity with patient basophils by flow cytometry. Basophils and mast cells mediate the response to certain pathogens, as well as acute and chronic allergic reactions. Following activation, these cells release ATP, which further stimulates them in an autocrine manner. NPP3 upregulation serves to degrade ATP and suppress chronic allergic inflammation (but not the acute response)./r/n |  |  | Please see Certificate of Analysis for specific instructions.For best performance, we strongly recommend you to follow the reconstitution protocol provided in the CoA./r/n | Biotinylation of this product is performed using Avitag™ technology. Briefly, the single lysine residue in the Avitag is enzymatically labeled with biotin./r/n | Passed as determined by the HABA assay / binding ELISA./r/n
https://www.acrobiosystems.com/P3739-Mouse-ENPP3--CD203c-Protein-His-Tag-%28active-enzyme-MALS-verified%29.html | Mouse ENPP3 / CD203c Protein, His Tag (active enzyme, MALS verified) | SDS-PAGE11-102-5-53-0.jpg | SEC-MALS11-102-5-53-0.jpg |  | ENPP3,CD203c,NPP3,E-NPP3,PD-Ibeta,NPPase,PDNP3/r/n | Mouse ENPP3, His Tag(EN3-M52H3) is expressed from human 293 cells (HEK293). It contains AA Arg 46 - Ile 874 (Accession # Q6DYE8-1 )./r/nPredicted N-terminus: His/r/n | This protein carries a polyhistidine tag at the N-terminusThe protein has a calculated MW of 95.8 kDa. The protein migrates as 100-120 kDa under reducing (R) condition (SDS-PAGE) due to glycosylation./r/n | Less than 1.0 EU per μg by the LAL method./r/n | >95% as determined by SDS-PAGE. >90% as determined by SEC-MALS./r/n | Lyophilized from 0.22 μm filtered solution in 50 mM Tris, 150 mM NaCl, pH7.5 with trehalose as protectant. Contact us for customized product form or formulation./r/n |  | For long term storage, the product should be stored at lyophilized state at -20°C or lower.Please avoid repeated freeze-thaw cycles. This product is stable after storage at: -20°C to -70°C for 12 months in lyophilized state; -70°C for 3 months under sterile conditions after reconstitution./r/n | SDS-PAGEMouse ENPP3, His Tag on SDS-PAGE under reducing (R) condition. The gel was stained with Coomassie Blue. The purity of the protein is greater than 95%. | SEC-MALSThe purity of Mouse ENPP3, His Tag (Cat. No. EN3-M52H3) is more than 90% and the molecular weight of this protein is around 105-115 kDa verified by SEC-MALS.Report | BioactivityMeasured by its ability to hydrolyze the Pyrophosphate (PPi) from the substrate adenosine-5’-triphosphate (ATP). The specific activity is > 300 pmol/min/μg (QC tested).Protocol | The human NPP family contains seven members which can be classified into two groups according to their substrate preferences. The first class comprises the nucleotide-degrading proteins NPP1, 3 and 4. NPP3 (CD203c, ENPP3) is expressed in multiple organs, including on epithelial and mucosal surfaces, and notably on basophils and mast cells. Activation of basophils by antigen-bound IgE leads to release of inflammatory mediators and rapid upregulation of NPP3 to the cell surface. This protein is in fact a common marker for diagnosing allergen sensitivity with patient basophils by flow cytometry. Basophils and mast cells mediate the response to certain pathogens, as well as acute and chronic allergic reactions. Following activation, these cells release ATP, which further stimulates them in an autocrine manner. NPP3 upregulation serves to degrade ATP and suppress chronic allergic inflammation (but not the acute response)./r/n |  |  | Please see Certificate of Analysis for specific instructions.For best performance, we strongly recommend you to follow the reconstitution protocol provided in the CoA./r/n
https://www.acrobiosystems.com/P3531-Human-ENPP3--CD203c-Protein-His-Tag-%28active-enzyme%29.html | Human ENPP3 / CD203c Protein, His Tag (active enzyme) | SDS-PAGE11-102-5-54-0.jpg |  |  | ENPP3,CD203c,NPP3,E-NPP3,PD-Ibeta,NPPase,PDNP3/r/n | Human ENPP3, His Tag (EN3-H52H4) is expressed from human 293 cells (HEK293). It contains AA Leu 48 - Ile 875 (Accession # O14638-1)./r/nPredicted N-terminus: His/r/n | This protein carries a polyhistidine tag at the N-terminus.The protein has a calculated MW of 96.9 kDa. The protein migrates as 115-120 kDa and 121-130 kDa under reducing (R) condition (SDS-PAGE) due to glycosylation./r/n | Less than 1.0 EU per μg by the LAL method./r/n | >90% as determined by SDS-PAGE./r/n | Lyophilized from 0.22 μm filtered solution in 50 mM Tris, 150 mM NaCl, pH8.0. Normally trehalose is added as protectant before lyophilization.Contact us for customized product form or formulation./r/n |  | For long term storage, the product should be stored at lyophilized state at -20°C or lower.Please avoid repeated freeze-thaw cycles./r/n | SDS-PAGEHuman ENPP3, His Tag on SDS-PAGE under reducing (R) condition. The gel was stained with Coomassie Blue. The purity of the protein is greater than 90%. |  | BioactivityMeasured by its ability to hydrolyze the Pyrophosphate (PPi) from the substrate adenosine-5’-triphosphate (ATP). The specific activity is > 150 pmol/min/μg (QC tested).Protocol | The human NPP family contains seven members which can be classified into two groups according to their substrate preferences. The first class comprises the nucleotide-degrading proteins NPP1, 3 and 4. NPP3 (CD203c, ENPP3) is expressed in multiple organs, including on epithelial and mucosal surfaces, and notably on basophils and mast cells. Activation of basophils by antigen-bound IgE leads to release of inflammatory mediators and rapid upregulation of NPP3 to the cell surface. This protein is in fact a common marker for diagnosing allergen sensitivity with patient basophils by flow cytometry. Basophils and mast cells mediate the response to certain pathogens, as well as acute and chronic allergic reactions. Following activation, these cells release ATP, which further stimulates them in an autocrine manner. NPP3 upregulation serves to degrade ATP and suppress chronic allergic inflammation (but not the acute response)./r/n |  |  | Please see Certificate of Analysis for specific instructions.For best performance, we strongly recommend you to follow the reconstitution protocol provided in the CoA./r/n
https://www.acrobiosystems.com/P4896-Biotinylated-Mouse-FAP-Protein-HisAvitag%E2%84%A2-active-dimer-%28MALS-verified%29.html | Biotinylated Mouse FAP Protein, His,Avitag™, active dimer (MALS verified) | SDS-PAGE11-102-5-55-0.jpg | SEC-MALS11-102-5-55-0.jpg | Bioactivity11-102-5-55-0.jpg | FAP,FAPalpha,SIMP,Seprase,APCE/r/n | Biotinylated Mouse FAP, His,Avitag (FAP-M82Q8) is expressed from human 293 cells (HEK293). It contains AA Leu 26 - Asp 761 (Accession # P97321)./r/nPredicted N-terminus: His/r/n | This protein carries a polyhistidine tag at the N-terminus, followed by an Avi tag (Avitag™).The protein has a calculated MW of 92.7 kDa. The protein migrates as 80-100 kDa under reducing (R) condition (SDS-PAGE) due to glycosylation./r/n | Less than 1.0 EU per μg by the LAL method./r/n | >95% as determined by SDS-PAGE.>90% as determined by SEC-MALS./r/n | Lyophilized from 0.22 μm filtered solution in PBS, pH7.4. Normally trehalose is added as protectant before lyophilization.Contact us for customized product form or formulation./r/n |  | For long term storage, the product should be stored at lyophilized state at -20°C or lower.Please avoid repeated freeze-thaw cycles./r/n | SDS-PAGEBiotinylated Mouse FAP, His,Avitag on SDS-PAGE under reducing (R) condition. The gel was stained with Coomassie Blue. The purity of the protein is greater than 95%. | SEC-MALSThe purity of Biotinylated Mouse FAP, His,Avitag (Cat. No. FAP-M82Q8) is more than 90% and the molecular weight of this protein is around 180-220 kDa verified by SEC-MALS.Report | BioactivityMeasured by its ability to convert the substrate benzyloxycarbonyl-Gly-Pro-7-amido-4-methylcoumarin (Z-GP-AMC) to Z-Gly-Pro and 7-amino-4-methylcoumarin (AMC). The specific activity is >3500 pmol/min/µg (QC tested).Protocol | FAP (also known as seprase) is a Type II transmembrane serine protease. Both plasma membrane and soluble forms exhibit post-proline cleaving endopeptidase activity, with a marked preference for Ala/Ser-Gly-Pro-Ser/Asn/Ala consensus sequences. Degrade also gelatin, heat-denatured type I collagen. Also has dipeptidyl peptidase activity, with a preference for Ala-Pro, Ile-Pro, Gly-Pro, Arg-Pro and Pro-Pro. The plasma membrane form, in association with either DPP4, PLAUR or integrins, is involved in the pericellular proteolysis of the extracellular matrix (ECM), and hence promotes cell adhesion, migration and invasion through the ECM. Promotes glioma cell invasion through the brain parenchyma by degrading the proteoglycan brevican. Acts as a tumor suppressor in melanocytic cells through regulation of cell proliferation and survival in a serine protease activity-independent manner./r/n |  | Bioactivity-ELISAImmobilized Biotinylated Mouse FAP, His,Avitag (Cat. No. FAP-M82Q8) at 1 μg/mL (100 μL/well) on streptavidin (Cat. No. STN-N5116) precoated (0.5 μg/well) plate can bind Anti-FAP Antibody, Mouse IgG2a (FAP5) with a linear range of 0.2-6 ng/mL (QC tested).ProtocolImmobilized Anti-FAP Antibody, Mouse IgG2a (FAP5) at 5 μg/mL (100 μL/well) can bind Biotinylated Mouse FAP, His,Avitag (Cat. No. FAP-M82Q8) with a linear range of 1-20 ng/mL (Routinely tested).ProtocolBioactivityMeasured by its ability to convert the substrate benzyloxycarbonyl-Gly-Pro-7-amido-4-methylcoumarin (Z-GP-AMC) to Z-Gly-Pro and 7-amino-4-methylcoumarin (AMC). The specific activity is >3500 pmol/min/µg (QC tested).Protocol | Please see Certificate of Analysis for specific instructions.For best performance, we strongly recommend you to follow the reconstitution protocol provided in the CoA./r/n | Biotinylation of this product is performed using Avitag™ technology. Briefly, the single lysine residue in the Avitag is enzymatically labeled with biotin./r/n | Passed as determined by the HABA assay / binding ELISA./r/n
https://www.acrobiosystems.com/P4557-Rat-FAP-Protein-His-Tag-active-dimer-%28MALS-verified%29.html | Rat FAP Protein, His Tag, active dimer (MALS verified) | SDS-PAGE11-102-5-56-0.jpg | SEC-MALS11-102-5-56-0.jpg | Bioactivity11-102-5-56-0.jpg | FAP,FAPalpha,SIMP,Seprase,APCE/r/n | Rat FAP, His Tag(FAP-R5246) is expressed from human 293 cells (HEK293). It contains AA Leu 26 - Asp 761 (Accession # Q8R492-1 )./r/nPredicted N-terminus: His/r/n | This protein carries a polyhistidine tag at the N-terminusThe protein has a calculated MW of 91.5 kDa. The protein migrates as 80-100 kDa under reducing (R) condition (SDS-PAGE) due to glycosylation./r/n | Less than 1.0 EU per μg by the LAL method./r/n | >95% as determined by SDS-PAGE. >90% as determined by SEC-MALS./r/n | Lyophilized from 0.22 μm filtered solution in PBS, pH7.4 with trehalose as protectant. Contact us for customized product form or formulation./r/n |  | For long term storage, the product should be stored at lyophilized state at -20°C or lower.Please avoid repeated freeze-thaw cycles. This product is stable after storage at: -20°C to -70°C for 12 months in lyophilized state; -70°C for 3 months under sterile conditions after reconstitution./r/n | SDS-PAGERat FAP, His Tag on SDS-PAGE under reducing (R) condition. The gel was stained with Coomassie Blue. The purity of the protein is greater than 95%. | SEC-MALSThe purity of Rat FAP, His Tag (Cat. No. FAP-R5246) is more than 90% and the molecular weight of this protein is around 187-227 kDa verified by SEC-MALS.Report | BioactivityMeasured by its ability to convert the substrate benzyloxycarbonyl-Gly-Pro-7-amido-4-methylcoumarin (Z-GP-AMC) to Z-Gly-Pro and 7-amino-4-methylcoumarin (AMC). The specific activity is >6500 pmol/min/μg (QC tested).Protocol | FAP (also known as seprase) is a Type II transmembrane serine protease. Both plasma membrane and soluble forms exhibit post-proline cleaving endopeptidase activity, with a marked preference for Ala/Ser-Gly-Pro-Ser/Asn/Ala consensus sequences. Degrade also gelatin, heat-denatured type I collagen. Also has dipeptidyl peptidase activity, with a preference for Ala-Pro, Ile-Pro, Gly-Pro, Arg-Pro and Pro-Pro. The plasma membrane form, in association with either DPP4, PLAUR or integrins, is involved in the pericellular proteolysis of the extracellular matrix (ECM), and hence promotes cell adhesion, migration and invasion through the ECM. Promotes glioma cell invasion through the brain parenchyma by degrading the proteoglycan brevican. Acts as a tumor suppressor in melanocytic cells through regulation of cell proliferation and survival in a serine protease activity-independent manner./r/n |  | Bioactivity-ELISAImmobilized Rat FAP, His Tag (Cat. No. FAP-R5246) at 1 μg/mL (100 μL/well) can bind Anti-FAP Antibody, Mouse IgG2a (FAP5) with a linear range of 0.6-4 ng/mL (QC tested).Protocol | Please see Certificate of Analysis for specific instructions.For best performance, we strongly recommend you to follow the reconstitution protocol provided in the CoA./r/n | [7 empty] | Bioactivity-SPRAnti-FAP Antibody, Mouse IgG2a (FAP5) captured on CM5 chip via anti-mouse antibodies surface can bind Rat FAP, His Tag (Cat. No. FAP-R5246) with an affinity constant of 0.839 nM as determined in a SPR assay (Biacore 8K) (Routinely tested).Protocol
https://www.acrobiosystems.com/P4381-PE-Labeled-Human-FAP-Protein-His-Tag-%28Site-specific-conjugation%29.html | PE-Labeled Human FAP Protein, His Tag (Site-specific conjugation) |  |  | Bioactivity11-102-5-57-0.jpg | FAP,FAPalpha,SIMP,Seprase,APCE/r/n | PE-Labeled Human FAP, His Tag (FAP-HP245) is produced via site-specific conjugation of PE to Human FAP, His Tag under optimal conditions with a proprietary technology. Human FAP, His Tag is expressed from human 293 cells (HEK293). It contains AA Leu 26 - Asp 760 (Accession # Q12884-1)./r/nPredicted N-terminus: His/r/n | This protein carries a polyhistidine tag at the N-terminus.The protein has a calculated MW of 93.1 kDa./r/n |  |  | Lyophilized from 0.22 μm filtered solution in PBS, 0.5% BSA, pH7.4. Normally trehalose is added as protectant before lyophilization.Contact us for customized product form or formulation./r/n |  | For long term storage, the product should be stored at lyophilized state at -20°C or lower.Please protect from light and avoid repeated freeze-thaw cycles./r/n |  |  |  | FAP (also known as seprase) is a Type II transmembrane serine protease. Both plasma membrane and soluble forms exhibit post-proline cleaving endopeptidase activity, with a marked preference for Ala/Ser-Gly-Pro-Ser/Asn/Ala consensus sequences. Degrade also gelatin, heat-denatured type I collagen. Also has dipeptidyl peptidase activity, with a preference for Ala-Pro, Ile-Pro, Gly-Pro, Arg-Pro and Pro-Pro. The plasma membrane form, in association with either DPP4, PLAUR or integrins, is involved in the pericellular proteolysis of the extracellular matrix (ECM), and hence promotes cell adhesion, migration and invasion through the ECM. Promotes glioma cell invasion through the brain parenchyma by degrading the proteoglycan brevican. Acts as a tumor suppressor in melanocytic cells through regulation of cell proliferation and survival in a serine protease activity-independent manner./r/n |  |  | Please see Certificate of Analysis for specific instructions.For best performance, we strongly recommend you to follow the reconstitution protocol provided in the CoA./r/n |  |  |  | PE Excitation Wavelength: 488 nm / 561 nm Emission Wavelength: 575 nm/r/n | [5 empty] | Please note that this product is NOT compatible to streptavidin detection system./r/n | [7 empty] | Bioactivity-FACS5e5 of anti-FAP CAR-293 cells were stained with 100 μL of 1:25 dilution (4 μL stock solution in 100 μL FACS buffer) of PE-Labeled Human FAP, His Tag (Cat. No. FAP-HP245) and negative control protein respectively. PE signal was used to evaluate the binding activity (QC tested).Protocol
https://www.acrobiosystems.com/P4080-Cynomolgus-FAP-Protein-His-Tag-active-dimer-%28MALS-verified%29.html | Cynomolgus FAP Protein, His Tag, active dimer (MALS verified) | SDS-PAGE11-102-5-58-0.jpg | SEC-MALS11-102-5-58-0.jpg | Bioactivity11-102-5-58-0.jpg | FAP,FAPalpha,SIMP,Seprase,APCE/r/n | Cynomolgus FAP, His Tag(FAP-C52H3) is expressed from human 293 cells (HEK293). It contains AA Leu 26 - Asp 760 (Accession # XP_005573377.1 )./r/nPredicted N-terminus: His/r/n | This protein carries a polyhistidine tag at the N-terminusThe protein has a calculated MW of 90.8 kDa. The protein migrates as 85-110 kDa under reducing (R) condition (SDS-PAGE) due to glycosylation./r/n | Less than 1.0 EU per μg by the LAL method./r/n | >95% as determined by SDS-PAGE. >90% as determined by SEC-MALS./r/n | Lyophilized from 0.22 μm filtered solution in PBS, pH7.4 with trehalose as protectant. Contact us for customized product form or formulation./r/n |  | For long term storage, the product should be stored at lyophilized state at -20°C or lower.Please avoid repeated freeze-thaw cycles. This product is stable after storage at: -20°C to -70°C for 12 months in lyophilized state; -70°C for 3 months under sterile conditions after reconstitution./r/n | SDS-PAGECynomolgus FAP, His Tag on SDS-PAGE under reducing (R) condition. The gel was stained with Coomassie Blue. The purity of the protein is greater than 95%. | SEC-MALSThe purity of Cynomolgus FAP, His Tag (Cat. No. FAP-C52H3) is more than 90% and the molecular weight of this protein is around 182-223 kDa verified by SEC-MALS.Report | BioactivityMeasured by its ability to convert the substrate benzyloxycarbonyl-Gly-Pro-7-amido-4-methylcoumarin (Z-GP-AMC) to Z-Gly-Pro and 7-amino-4-methylcoumarin (AMC). The specific activity is >7500 pmol/min/μg (QC tested).Protocol | FAP (also known as seprase) is a Type II transmembrane serine protease. Both plasma membrane and soluble forms exhibit post-proline cleaving endopeptidase activity, with a marked preference for Ala/Ser-Gly-Pro-Ser/Asn/Ala consensus sequences. Degrade also gelatin, heat-denatured type I collagen. Also has dipeptidyl peptidase activity, with a preference for Ala-Pro, Ile-Pro, Gly-Pro, Arg-Pro and Pro-Pro. The plasma membrane form, in association with either DPP4, PLAUR or integrins, is involved in the pericellular proteolysis of the extracellular matrix (ECM), and hence promotes cell adhesion, migration and invasion through the ECM. Promotes glioma cell invasion through the brain parenchyma by degrading the proteoglycan brevican. Acts as a tumor suppressor in melanocytic cells through regulation of cell proliferation and survival in a serine protease activity-independent manner./r/n |  | Bioactivity-ELISAImmobilized Cynomolgus FAP, His Tag (Cat. No. FAP-C52H3) at 5 μg/mL (100 μL/well) can bind Anti-FAP Antibody, Mouse IgG2a (FAP5) with a linear range of 0.2-13 ng/mL (QC tested).Protocol | Please see Certificate of Analysis for specific instructions.For best performance, we strongly recommend you to follow the reconstitution protocol provided in the CoA./r/n | [7 empty] | Bioactivity-SPRAnti-FAP Antibody, Mouse IgG2a (FAP5) captured on CM5 chip via anti-mouse antibodies surface can bind Cynomolgus FAP, His Tag (Cat. No. FAP-C52H3) with an affinity constant of 3.10 nM as determined in a SPR assay (Biacore 8K) (Routinely tested).Protocol
https://www.acrobiosystems.com/P4078-Mouse-FAP-Protein-His-Tag-active-dimer-%28MALS-verified%29.html | Mouse FAP Protein, His Tag, active dimer (MALS verified) | SDS-PAGE11-102-5-59-0.jpg | SEC-MALS11-102-5-59-0.jpg | Bioactivity11-102-5-59-0.jpg | FAP,FAPalpha,SIMP,Seprase,APCE/r/n | Mouse FAP, His Tag(FAP-M52H3) is expressed from human 293 cells (HEK293). It contains AA Leu 26 - Asp 761 (Accession # P97321 )./r/nPredicted N-terminus: His/r/n | This protein carries a polyhistidine tag at the N-terminusThe protein has a calculated MW of 87.1 kDa. The protein migrates as 80-95 kDa when calibrated against Star Ribbon Pre-stained Protein Marker under reducing (R) condition (SDS-PAGE) due to glycosylation./r/n | Less than 1.0 EU per μg by the LAL method./r/n | >95% as determined by SDS-PAGE. >90% as determined by SEC-MALS./r/n | Lyophilized from 0.22 μm filtered solution in PBS, pH7.4 with trehalose as protectant. Contact us for customized product form or formulation./r/n |  | For long term storage, the product should be stored at lyophilized state at -20°C or lower.Please avoid repeated freeze-thaw cycles. This product is stable after storage at: -20°C to -70°C for 12 months in lyophilized state; -70°C for 3 months under sterile conditions after reconstitution./r/n | SDS-PAGEMouse FAP, His Tag on SDS-PAGE under reducing (R) condition. The gel was stained with Coomassie Blue. The purity of the protein is greater than 95% (With Star Ribbon Pre-stained Protein Marker). | SEC-MALSThe purity of Mouse FAP, His Tag (Cat. No. FAP-M52H3) is more than 90% and the molecular weight of this protein is around 180-190 kDa verified by SEC-MALS.Report | BioactivityMeasured by its ability to convert the substrate benzyloxycarbonyl-Gly-Pro-7-amido-4-methylcoumarin (Z-GP-AMC) to Z-Gly-Pro and 7-amino-4-methylcoumarin (AMC). The specific activity is >6500 pmol/min/µg (QC tested).Protocol | FAP (also known as seprase) is a Type II transmembrane serine protease. Both plasma membrane and soluble forms exhibit post-proline cleaving endopeptidase activity, with a marked preference for Ala/Ser-Gly-Pro-Ser/Asn/Ala consensus sequences. Degrade also gelatin, heat-denatured type I collagen. Also has dipeptidyl peptidase activity, with a preference for Ala-Pro, Ile-Pro, Gly-Pro, Arg-Pro and Pro-Pro. The plasma membrane form, in association with either DPP4, PLAUR or integrins, is involved in the pericellular proteolysis of the extracellular matrix (ECM), and hence promotes cell adhesion, migration and invasion through the ECM. Promotes glioma cell invasion through the brain parenchyma by degrading the proteoglycan brevican. Acts as a tumor suppressor in melanocytic cells through regulation of cell proliferation and survival in a serine protease activity-independent manner./r/n |  | Bioactivity-ELISAImmobilized Mouse FAP, His Tag (Cat. No. FAP-M52H3) at 1 μg/mL (100 μL/well) can bind Anti-FAP Antibody, Mouse IgG2a (FAP5) with a linear range of 0.1-3 ng/mL (QC tested).Protocol | Please see Certificate of Analysis for specific instructions.For best performance, we strongly recommend you to follow the reconstitution protocol provided in the CoA./r/n | [7 empty] | Bioactivity-SPRAnti-FAP Antibody, Mouse IgG2a (FAP5) captured on CM5 chip via anti-mouse antibodies surface can bind Mouse FAP, His Tag (Cat. No. FAP-M52H3) with an affinity constant of 1.94 nM as determined in a SPR assay (Biacore 8K) (Routinely tested).Protocol
https://www.acrobiosystems.com/P3439-Biotinylated-Cynomolgus-FAP-Protein-HisAvitag%E2%84%A2-active-dimer-%28MALS-verified%29.html | Biotinylated Cynomolgus FAP Protein, His,Avitag™, active dimer (MALS verified) | SDS-PAGE11-102-5-60-0.jpg | SEC-MALS11-102-5-60-0.jpg | Bioactivity11-102-5-60-0.jpg | FAP,FAPalpha,SIMP,Seprase,APCE/r/n | Biotinylated Cynomolgus FAP, His,Avitag (FAP-C82Q5) is expressed from human 293 cells (HEK293). It contains AA Leu 26 - Asp 760 (Accession # XP_005573377.1)./r/nPredicted N-terminus: His/r/n | This protein carries a polyhistidine tag at the N-terminus, followed by an Avi tag (Avitag™).The protein has a calculated MW of 92.6 kDa. The protein migrates as 90-100 kDa under reducing (R) condition (SDS-PAGE) due to glycosylation./r/n | Less than 1.0 EU per μg by the LAL method./r/n | >95% as determined by SDS-PAGE.>90% as determined by SEC-MALS./r/n | Lyophilized from 0.22 μm filtered solution in PBS, pH7.4. Normally trehalose is added as protectant before lyophilization.Contact us for customized product form or formulation./r/n |  | For long term storage, the product should be stored at lyophilized state at -20°C or lower.Please avoid repeated freeze-thaw cycles./r/n | SDS-PAGEBiotinylated Cynomolgus FAP, His,Avitag on SDS-PAGE under reducing (R) condition. The gel was stained with Coomassie Blue. The purity of the protein is greater than 95%. | SEC-MALSThe purity of Biotinylated Cynomolgus FAP, His,Avitag (Cat. No. FAP-C82Q5) is more than 90% and the molecular weight of this protein is around 190-210 kDa verified by SEC-MALS.Report | BioactivityMeasured by its ability to convert the substrate benzyloxycarbonyl-Gly-Pro-7-amido-4-methylcoumarin (Z-GP-AMC) to Z-Gly-Pro and 7-amino-4-methylcoumarin (AMC). The specific activity is >5500 pmol/min/μg (QC tested).Protocol | FAP (also known as seprase) is a Type II transmembrane serine protease. Both plasma membrane and soluble forms exhibit post-proline cleaving endopeptidase activity, with a marked preference for Ala/Ser-Gly-Pro-Ser/Asn/Ala consensus sequences. Degrade also gelatin, heat-denatured type I collagen. Also has dipeptidyl peptidase activity, with a preference for Ala-Pro, Ile-Pro, Gly-Pro, Arg-Pro and Pro-Pro. The plasma membrane form, in association with either DPP4, PLAUR or integrins, is involved in the pericellular proteolysis of the extracellular matrix (ECM), and hence promotes cell adhesion, migration and invasion through the ECM. Promotes glioma cell invasion through the brain parenchyma by degrading the proteoglycan brevican. Acts as a tumor suppressor in melanocytic cells through regulation of cell proliferation and survival in a serine protease activity-independent manner./r/n |  | Bioactivity-ELISAImmobilized Biotinylated Cynomolgus FAP, His,Avitag (Cat. No. FAP-C82Q5) at 1 μg/mL (100 μL/well) on streptavidin (Cat. No. STN-N5116) precoated (0.5 μg/well) plate can bind Monoclonal Anti-FAP (FAP5) Antibody, Mouse IgG2a with a linear range of 0.1-2 ng/mL (QC tested).ProtocolBioactivityMeasured by its ability to convert the substrate benzyloxycarbonyl-Gly-Pro-7-amido-4-methylcoumarin (Z-GP-AMC) to Z-Gly-Pro and 7-amino-4-methylcoumarin (AMC). The specific activity is >5500 pmol/min/μg (QC tested).Protocol | Please see Certificate of Analysis for specific instructions.For best performance, we strongly recommend you to follow the reconstitution protocol provided in the CoA./r/n | Biotinylation of this product is performed using Avitag™ technology. Briefly, the single lysine residue in the Avitag is enzymatically labeled with biotin./r/n | Passed as determined by the HABA assay / binding ELISA./r/n
https://www.acrobiosystems.com/P3334-FITC-Labeled-Human-FAP-Protein-Fc-Tag.html | FITC-Labeled Human FAP Protein, Fc Tag | SDS-PAGE11-102-5-61-0.jpg |  | Bioactivity11-102-5-61-0.jpg | FAP,FAPalpha,SIMP,Seprase,APCE/r/n | FITC-Labeled Human FAP, Fc Tag (FAP-HF263) is expressed from human 293 cells (HEK293). It contains AA Leu 26 - Asp 760 (Accession # Q12884-1 ). It is the FITC labeled form of Human FAP, Fc Tag (FAP-H5263)./r/nPredicted N-terminus: Pro/r/n | This protein carries a human IgG1 Fc tag at the N-terminusThe protein has a calculated MW of 111.5 kDa. The protein migrates as 115-130 kDa when calibrated against Star Ribbon Pre-stained Protein Marker under reducing (R) condition (SDS-PAGE) due to glycosylation./r/n | Less than 1.0 EU per μg by the LAL method./r/n | >95% as determined by SDS-PAGE./r/n | Lyophilized from 0.22 μm filtered solution in PBS, pH7.4 with trehalose as protectant. Contact us for customized product form or formulation./r/n |  | For long term storage, the product should be stored at lyophilized state at -20°C or lower.Please protect from light and avoid repeated freeze-thaw cycles.This product is stable after storage at: -20°C to -70°C for 12 months in lyophilized state; -70°C for 3 months under sterile conditions after reconstitution./r/n | SDS-PAGEFITC-Labeled Human FAP, Fc Tag on SDS-PAGE under reducing (R) condition. The gel was stained with Coomassie Blue. The purity of the protein is greater than 95% (With Star Ribbon Pre-stained Protein Marker). |  |  | FAP (also known as seprase) is a Type II transmembrane serine protease. Both plasma membrane and soluble forms exhibit post-proline cleaving endopeptidase activity, with a marked preference for Ala/Ser-Gly-Pro-Ser/Asn/Ala consensus sequences. Degrade also gelatin, heat-denatured type I collagen. Also has dipeptidyl peptidase activity, with a preference for Ala-Pro, Ile-Pro, Gly-Pro, Arg-Pro and Pro-Pro. The plasma membrane form, in association with either DPP4, PLAUR or integrins, is involved in the pericellular proteolysis of the extracellular matrix (ECM), and hence promotes cell adhesion, migration and invasion through the ECM. Promotes glioma cell invasion through the brain parenchyma by degrading the proteoglycan brevican. Acts as a tumor suppressor in melanocytic cells through regulation of cell proliferation and survival in a serine protease activity-independent manner./r/n |  | Bioactivity-ELISAImmobilized Anti-FAP Antibody, Mouse IgG2a (FAP5) at 1 μg/mL (100 μL/well) can bind FITC-Labeled Human FAP, Fc Tag (Cat. No. FAP-HF263) with a linear range of 0.02-0.313 μg/mL (QC tested).Protocol | Please see Certificate of Analysis for specific instructions.For best performance, we strongly recommend you to follow the reconstitution protocol provided in the CoA./r/n |  |  |  | FITCExcitation source: 488 nm spectral line, argon-ion laserExcitation Wavelength: 488 nmEmission Wavelength: 535 nm/r/n | The primary amines in the side chains of lysine residues and the N-terminus of the protein are conjugated with FITC using standard chemical labeling method. The residual FITC is removed by molecular sieve treatment during purification process./r/n |  | The FITC to protein molar ratio is 2-4./r/n | [10 empty] | Bioactivity-FACS2e5 of anti-FAP CAR-293 cells were stained with 100 μL of 3 μg/mL of FITC-Labeled Human FAP, Fc Tag (Cat. No. FAP-HF263) and negative control protein respectively, FITC signal was used to evaluate the binding activity (QC tested).Protocol
https://www.acrobiosystems.com/P3332-Biotinylated-Human-FAP-Protein-HisAvitag%E2%84%A2-active-dimer-%28MALS-verified%29.html | Biotinylated Human FAP Protein, His,Avitag™, active dimer (MALS verified) | SDS-PAGE11-102-5-62-0.jpg | SEC-MALS11-102-5-62-0.jpg | Bioactivity11-102-5-62-0.jpg | FAP,FAPalpha,SIMP,Seprase,APCE/r/n | Biotinylated Human FAP Protein, His,Avitag (FAP-H82Q6) is expressed from human 293 cells (HEK293). It contains AA Leu 26 - Asp 760 (Accession # Q12884-1)./r/nPredicted N-terminus: His/r/n | This protein carries a polyhistidine tag at the N-terminus, followed by an Avi tag (Avitag™).The protein has a calculated MW of 93.1 kDa. The protein migrates as 100-115 kDa under reducing (R) condition (SDS-PAGE) due to glycosylation./r/n | Less than 1.0 EU per μg by the LAL method./r/n | >95% as determined by SDS-PAGE.>90% as determined by SEC-MALS./r/n | Lyophilized from 0.22 μm filtered solution in PBS, pH7.4 . Normally trehalose is added as protectant before lyophilization.Contact us for customized product form or formulation./r/n |  | For long term storage, the product should be stored at lyophilized state at -20°C or lower.Please avoid repeated freeze-thaw cycles./r/n | SDS-PAGEBiotinylated Human FAP Protein, His,Avitag on SDS-PAGE under reducing (R) condition. The gel was stained with Coomassie Blue. The purity of the protein is greater than 95%. | SEC-MALSThe purity of Biotinylated Human FAP Protein, His,Avitag (Cat. No. FAP-H82Q6) is more than 90% and the molecular weight of this protein is around 200-230 kDa verified by SEC-MALS.Report | BioactivityMeasured by its ability to convert the substrate benzyloxycarbonyl-Gly-Pro-7-amido-4-methylcoumarin (Z-GP-AMC) to Z-Gly-Pro and 7-amino-4-methylcoumarin (AMC). The specific activity is >4000 pmol/min/µg (QC tested).Protocol | FAP (also known as seprase) is a Type II transmembrane serine protease. Both plasma membrane and soluble forms exhibit post-proline cleaving endopeptidase activity, with a marked preference for Ala/Ser-Gly-Pro-Ser/Asn/Ala consensus sequences. Degrade also gelatin, heat-denatured type I collagen. Also has dipeptidyl peptidase activity, with a preference for Ala-Pro, Ile-Pro, Gly-Pro, Arg-Pro and Pro-Pro. The plasma membrane form, in association with either DPP4, PLAUR or integrins, is involved in the pericellular proteolysis of the extracellular matrix (ECM), and hence promotes cell adhesion, migration and invasion through the ECM. Promotes glioma cell invasion through the brain parenchyma by degrading the proteoglycan brevican. Acts as a tumor suppressor in melanocytic cells through regulation of cell proliferation and survival in a serine protease activity-independent manner./r/n |  | Bioactivity-ELISAImmobilized Biotinylated Human FAP Protein, His,Avitag (Cat. No. FAP-H82Q6) at 1 μg/mL (100 μL/well) on streptavidin (Cat. No. STN-N5116) precoated (0.5 μg/well) plate can bind Sibrotuzumab with a linear range of 0.1-1 ng/mL (QC tested).ProtocolBioactivityMeasured by its ability to convert the substrate benzyloxycarbonyl-Gly-Pro-7-amido-4-methylcoumarin (Z-GP-AMC) to Z-Gly-Pro and 7-amino-4-methylcoumarin (AMC). The specific activity is >4000 pmol/min/µg (QC tested).Protocol | Please see Certificate of Analysis for specific instructions.For best performance, we strongly recommend you to follow the reconstitution protocol provided in the CoA./r/n | Biotinylation of this product is performed using Avitag™ technology. Briefly, the single lysine residue in the Avitag is enzymatically labeled with biotin./r/n | Passed as determined by the HABA assay / binding ELISA./r/n | [15 empty] | Bioactivity-FACS2e5 of Anti-FAP CAR-293 cells were stained with 100 μL of 10 μg/mL of Biotinylated Human FAP Protein, His,Avitag (Cat. No. FAP-H82Q6) and negative control protein respectively , washed and then followed by PE-SA and analyzed with FACS (Routinely tested).Protocol
https://www.acrobiosystems.com/P3331-FITC-Labeled-Human-FAP-Protein-His-Tag.html | FITC-Labeled Human FAP Protein, His Tag | SDS-PAGE11-102-5-63-0.jpg |  | Bioactivity11-102-5-63-0.jpg | FAP,FAPalpha,SIMP,Seprase,APCE/r/n | FITC-Labeled Human FAP, Fc Tag (FAP-HF243) is expressed from human 293 cells (HEK293). It contains AA Leu 26 - Asp 760 (Accession # Q12884-1). It is the FITC labeled form of Human FAP, His Tag (FAP-H5244)./r/nPredicted N-terminus: His/r/n | This protein carries a polyhistidine tag at the N-terminus.The protein has a calculated MW of 86.9 kDa. The protein migrates as 90-100 kDa under reducing (R) condition (SDS-PAGE) due to glycosylation./r/n | Less than 1.0 EU per μg by the LAL method./r/n | >95% as determined by SDS-PAGE./r/n | Lyophilized from 0.22 μm filtered solution in PBS, pH7.4. Normally trehalose is added as protectant before lyophilization.Contact us for customized product form or formulation./r/n |  | For long term storage, the product should be stored at lyophilized state at -20°C or lower.Please protect from light and avoid repeated freeze-thaw cycles./r/n | SDS-PAGEFITC-Labeled Human FAP, His Tag on SDS-PAGE under reducing (R) condition. The gel was stained with Coomassie Blue. The purity of the protein is greater than 95%. |  |  | FAP (also known as seprase) is a Type II transmembrane serine protease. Both plasma membrane and soluble forms exhibit post-proline cleaving endopeptidase activity, with a marked preference for Ala/Ser-Gly-Pro-Ser/Asn/Ala consensus sequences. Degrade also gelatin, heat-denatured type I collagen. Also has dipeptidyl peptidase activity, with a preference for Ala-Pro, Ile-Pro, Gly-Pro, Arg-Pro and Pro-Pro. The plasma membrane form, in association with either DPP4, PLAUR or integrins, is involved in the pericellular proteolysis of the extracellular matrix (ECM), and hence promotes cell adhesion, migration and invasion through the ECM. Promotes glioma cell invasion through the brain parenchyma by degrading the proteoglycan brevican. Acts as a tumor suppressor in melanocytic cells through regulation of cell proliferation and survival in a serine protease activity-independent manner./r/n |  | Bioactivity-ELISAImmobilized Anti-FAP (Sibrotuzumab) Antibody,Human IgG1 at 1 μg/mL (100 μL/well) can bind FITC-Labeled Human FAP Protein, His Tag (Cat. No. FAP-HF243) with a linear range of 0.078-0.625 μg/mL (QC tested).Protocol | Please see Certificate of Analysis for specific instructions.For best performance, we strongly recommend you to follow the reconstitution protocol provided in the CoA./r/n |  |  |  | FITC Excitation source: 488 nm spectral line, argon-ion laser Excitation Wavelength: 488 nm Emission Wavelength: 535 nm/r/n | The primary amines in the side chains of lysine residues and the N-terminus of the protein are conjugated with FITC using standard chemical labeling method. The residual FITC is removed by molecular sieve treatment during purification process./r/n | The FITC to protein molar ratio is 2-4./r/n | [11 empty] | Bioactivity-FACS2e5 of anti-FAP CAR 293 cells were stained with 100 μL of 3 μg/mL of FITC-Labeled Human FAP, His Tag (Cat. No. FAP-HF243) and negative control protein respectively, FITC signals was used to evaluate the binding activity (QC tested).Protocol
https://www.acrobiosystems.com/P3240-Human-FAP-Protein-His-Tag-active-dimer-%28MALS-verified%29.html | Human FAP Protein, His Tag, active dimer (MALS verified) | SDS-PAGE11-102-5-64-0.jpg | SEC-MALS11-102-5-64-0.jpg | Bioactivity11-102-5-64-0.jpg | FAP,FAPalpha,SIMP,Seprase,APCE/r/n | Human FAP, His Tag(FAP-H5244) is expressed from human 293 cells (HEK293). It contains AA Leu 26 - Asp 760 (Accession # Q12884-1 )./r/nPredicted N-terminus: His/r/n | This protein carries a polyhistidine tag at the N-terminus.The protein has a calculated MW of 86.9 kDa. The protein migrates as 95 kDa when calibrated against Star Ribbon Pre-stained Protein Marker under reducing (R) condition (SDS-PAGE) due to glycosylation./r/n | Less than 1.0 EU per μg by the LAL method./r/n | >95% as determined by SDS-PAGE. >95% as determined by SEC-MALS./r/n | Lyophilized from 0.22 μm filtered solution in PBS, pH7.4 with trehalose as protectant. Contact us for customized product form or formulation./r/n |  | For long term storage, the product should be stored at lyophilized state at -20°C or lower.Please avoid repeated freeze-thaw cycles. This product is stable after storage at: -20°C to -70°C for 12 months in lyophilized state; -70°C for 3 months under sterile conditions after reconstitution./r/n | SDS-PAGEHuman FAP, His Tag on SDS-PAGE under reducing (R) condition. The gel was stained with Coomassie Blue. The purity of the protein is greater than 95% (With Star Ribbon Pre-stained Protein Marker). | SEC-MALSThe purity of Human FAP, His Tag (Cat. No. FAP-H5244) is more than 95% and the molecular weight of this protein is around 180-195 kDa verified by SEC-MALS.Report | BioactivityMeasured by its ability to convert the substrate benzyloxycarbonyl-Gly-Pro-7-amido-4-methylcoumarin (Z-GP-AMC) to Z-Gly-Pro and 7-amino-4-methylcoumarin (AMC). The specific activity is >8000 pmol/min/µg (QC tested).Protocol | FAP (also known as seprase) is a Type II transmembrane serine protease. Both plasma membrane and soluble forms exhibit post-proline cleaving endopeptidase activity, with a marked preference for Ala/Ser-Gly-Pro-Ser/Asn/Ala consensus sequences. Degrade also gelatin, heat-denatured type I collagen. Also has dipeptidyl peptidase activity, with a preference for Ala-Pro, Ile-Pro, Gly-Pro, Arg-Pro and Pro-Pro. The plasma membrane form, in association with either DPP4, PLAUR or integrins, is involved in the pericellular proteolysis of the extracellular matrix (ECM), and hence promotes cell adhesion, migration and invasion through the ECM. Promotes glioma cell invasion through the brain parenchyma by degrading the proteoglycan brevican. Acts as a tumor suppressor in melanocytic cells through regulation of cell proliferation and survival in a serine protease activity-independent manner./r/n |  | Bioactivity-ELISAImmobilized Human FAP, His Tag (Cat. No. FAP-H5244) at 1 μg/mL (100 μL/well) can bind Monoclonal Anti-FAP (FAP5) Antibody, Mouse IgG2a with a linear range of 0.1-2 ng/mL (QC tested).ProtocolImmobilized Human FAP, His Tag (Cat. No. FAP-H5244) at 1 μg/mL (100 μL/well) can bind Anti-FAP (Sibrotuzumab) Antibody,Human IgG1 with a linear range of 0.1-2 ng/mL (Routinely tested).Protocol | Please see Certificate of Analysis for specific instructions.For best performance, we strongly recommend you to follow the reconstitution protocol provided in the CoA./r/n | [7 empty] | Bioactivity-SPRAnti-FAP Antibody, Mouse IgG2a (FAP5) captured on CM5 chip via anti-mouse antibodies surface can bind Human FAP, His Tag (Cat. No. FAP-H5244) withan affinity constant of 9.47 nM asdetermined in a SPR assay (Biacore 8K) (Routinely tested).Protocol
https://www.acrobiosystems.com/P3239-Human-FAP-Protein-Fc-Tag-active-dimer-%28MALS-verified%29.html | Human FAP Protein, Fc Tag, active dimer (MALS verified) | SDS-PAGE11-102-5-65-0.jpg | SEC-MALS11-102-5-65-0.jpg | Bioactivity11-102-5-65-0.jpg | FAP,FAPalpha,SIMP,Seprase,APCE/r/n | Human FAP, Fc Tag (FAP-H5263) is expressed from human 293 cells (HEK293). It contains AA Leu 26 - Asp 760 (Accession # Q12884-1)./r/nPredicted N-terminus: Pro/r/n | This protein carries a human IgG1 Fc tag at the N-terminus.The protein has a calculated MW of 111.5 kDa. The protein migrates as 110-130 kDa under reducing (R) condition (SDS-PAGE) due to glycosylation./r/n | Less than 1.0 EU per μg by the LAL method./r/n | >95% as determined by SDS-PAGE.>90% as determined by SEC-MALS./r/n | Lyophilized from 0.22 μm filtered solution in PBS, pH7.4. Normally trehalose is added as protectant before lyophilization.Contact us for customized product form or formulation./r/n |  | For long term storage, the product should be stored at lyophilized state at -20°C or lower.Please avoid repeated freeze-thaw cycles./r/n | SDS-PAGEHuman FAP, Fc Tag on SDS-PAGE under reducing (R) condition. The gel was stained with Coomassie Blue. The purity of the protein is greater than 95%. | SEC-MALSThe purity of Human FAP, Fc Tag (Cat. No. FAP-H5263) is more than 90% and the molecular weight of this protein is around 216-264 kDa verified by SEC-MALS.Report | BioactivityMeasured by its ability to convert the substrate benzyloxycarbonyl-Gly-Pro-7-amido-4-methylcoumarin (Z-GP-AMC) to Z-Gly-Pro and 7-amino-4-methylcoumarin (AMC). The specific activity is >7000 pmol/min/µg (QC tested).Protocol | FAP (also known as seprase) is a Type II transmembrane serine protease. Both plasma membrane and soluble forms exhibit post-proline cleaving endopeptidase activity, with a marked preference for Ala/Ser-Gly-Pro-Ser/Asn/Ala consensus sequences. Degrade also gelatin, heat-denatured type I collagen. Also has dipeptidyl peptidase activity, with a preference for Ala-Pro, Ile-Pro, Gly-Pro, Arg-Pro and Pro-Pro. The plasma membrane form, in association with either DPP4, PLAUR or integrins, is involved in the pericellular proteolysis of the extracellular matrix (ECM), and hence promotes cell adhesion, migration and invasion through the ECM. Promotes glioma cell invasion through the brain parenchyma by degrading the proteoglycan brevican. Acts as a tumor suppressor in melanocytic cells through regulation of cell proliferation and survival in a serine protease activity-independent manner./r/n |  | Bioactivity-ELISAImmobilized Human FAP, Fc Tag (Cat. No. FAP-H5263) at 1 μg/mL (100 μL/well) can bind Anti-FAP Antibody, Mouse IgG2a (FAP5) with a linear range of 0.2-3 ng/mL (QC tested).ProtocolImmobilized Anti-FAP Antibody, Mouse IgG2a (FAP5) at 1 μg/mL (100 μL/well) can bind Human FAP, Fc Tag (Cat. No. FAP-H5263) with a linear range of 0.5-4 ng/mL (Routinely tested).ProtocolBioactivityMeasured by its ability to convert the substrate benzyloxycarbonyl-Gly-Pro-7-amido-4-methylcoumarin (Z-GP-AMC) to Z-Gly-Pro and 7-amino-4-methylcoumarin (AMC). The specific activity is >7000 pmol/min/µg (QC tested).Protocol | Please see Certificate of Analysis for specific instructions.For best performance, we strongly recommend you to follow the reconstitution protocol provided in the CoA./r/n
https://www.acrobiosystems.com/P321-Mouse-RENIN-Protein-His-Tag.html | Mouse RENIN Protein, His Tag | SDS-PAGE11-102-5-66-0.jpg |  |  | REN,FLJ10761,Renin,angiotensinogenase/r/n | Mouse RENIN, His Tag (REN-M5222) is expressed from human 293 cells (HEK293). It contains AA Leu 22 - Arg 402 (Accession # NP_112469.1). The propeptide sequence is AA Leu 22 - Thr 71./r/nPredicted N-terminus: Ser 72/r/n | This protein carries a polyhistidine tag at the C-terminus.The protein has a calculated MW of 37.0 kDa. The protein migrates as 47-57 kDa under reducing (R) condition (SDS-PAGE) due to glycosylation./r/n | Less than 1.0 EU per μg by the LAL method./r/n | >95% as determined by SDS-PAGE./r/n | Lyophilized from 0.22 μm filtered solution in PBS, pH7.4. Normally trehalose is added as protectant before lyophilization.Contact us for customized product form or formulation./r/n |  | For long term storage, the product should be stored at lyophilized state at -20°C or lower.Please avoid repeated freeze-thaw cycles./r/n | SDS-PAGEMouse RENIN, His Tag on SDS-PAGE under reducing (R) condition. The gel was stained with Coomassie Blue. The purity of the protein is greater than 95%. |  |  | Renin is also known as REN and angiotensinogenase, is a circulating enzyme that participates in the body's renin-angiotensin system (RAS), and plays an essential role in the elevation of arterial blood pressure and increased sodium retention by the kidney. Renin activates the renin-angiotensin system by cleaving angiotensinogen, produced by the liver, to yield angiotensin I, which is further converted into angiotensin II by ACE, the angiotensin-converting enzyme primarily within the capillaries of the lungs. Renin is secreted from kidney cells, which are activated via signaling from the macula densa, which responds to the rate of fluid flow through the distal tubule, by decreases in renal perfusion pressure (through stretch receptors in the vascular wall), and by sympathetic nervous stimulation, mainly through beta-1 receptor activation. Renin can bind to ATP6AP2, which results in a fourfold increase in the conversion of angiotensinogen to angiotensin I over that shown by soluble renin. In addition, renin binding results in phosphorylation of serine and tyrosine residues of ATP6AP2. The level of renin mRNA appears to be modulated by the binding of HADHB, HuR and CP1 to a regulatory region in the 3' UTR. An over-active renin-angiotension system leads to vasoconstriction and retention of sodium and water. These effects lead to hypertension. Therefore, renin inhibitors can be used for the treatment of hypertension./r/n |  |  | Please see Certificate of Analysis for specific instructions.For best performance, we strongly recommend you to follow the reconstitution protocol provided in the CoA./r/n
https://www.acrobiosystems.com/P250-Human-RENIN-Protein-His-Tag.html | Human RENIN Protein, His Tag | SDS-PAGE11-102-5-67-0.jpg |  |  | REN,FLJ10761,Renin,angiotensinogenase/r/n | Human RENIN, His Tag (REN-H5221) is expressed from human 293 cells (HEK293). It contains AA Leu 24 - Arg 406 (Accession # P00797-1)./r/nPredicted N-terminus: Leu 24/r/n | This protein carries a polyhistidine tag at the C-terminus.The protein has a calculated MW of 43.1 kDa. The protein migrates as 46-50 kDa under reducing (R) condition (SDS-PAGE) due to glycosylation./r/n | Less than 1.0 EU per μg by the LAL method./r/n | >95% as determined by SDS-PAGE./r/n | Lyophilized from 0.22 μm filtered solution in PBS, pH7.4. Normally trehalose is added as protectant before lyophilization.Contact us for customized product form or formulation./r/n |  | For long term storage, the product should be stored at lyophilized state at -20°C or lower.Please avoid repeated freeze-thaw cycles./r/n | SDS-PAGEHuman RENIN, His Tag on SDS-PAGE under reducing (R) condition. The gel was stained with Coomassie Blue. The purity of the protein is greater than 95%. |  |  | Renin is also known as REN and angiotensinogenase, is a circulating enzyme that participates in the body's renin-angiotensin system (RAS), and plays an essential role in the elevation of arterial blood pressure and increased sodium retention by the kidney. Renin activates the renin-angiotensin system by cleaving angiotensinogen, produced by the liver, to yield angiotensin I, which is further converted into angiotensin II by ACE, the angiotensin-converting enzyme primarily within the capillaries of the lungs. Renin is secreted from kidney cells, which are activated via signaling from the macula densa, which responds to the rate of fluid flow through the distal tubule, by decreases in renal perfusion pressure (through stretch receptors in the vascular wall), and by sympathetic nervous stimulation, mainly through beta-1 receptor activation. Renin can bind to ATP6AP2, which results in a fourfold increase in the conversion of angiotensinogen to angiotensin I over that shown by soluble renin. In addition, renin binding results in phosphorylation of serine and tyrosine residues of ATP6AP2. The level of renin mRNA appears to be modulated by the binding of HADHB, HuR and CP1 to a regulatory region in the 3' UTR. An over-active renin-angiotension system leads to vasoconstriction and retention of sodium and water. These effects lead to hypertension. Therefore, renin inhibitors can be used for the treatment of hypertension./r/n |  |  | Please see Certificate of Analysis for specific instructions.For best performance, we strongly recommend you to follow the reconstitution protocol provided in the CoA./r/n
https://www.acrobiosystems.com/P6096-Biotinylated-Mouse-PSCA-Protein-HisAvitag%E2%84%A2-low-endotoxin-%28MALS-verified%29.html | Biotinylated Mouse PSCA Protein, His,Avitag™, low endotoxin (MALS verified) |  | SEC-MALS11-102-5-68-0.jpg |  | PSCA,UNQ206,PRO232/r/n | Biotinylated Mouse PSCA, His,Avitag(PSA-M82Ea) is expressed from human 293 cells (HEK293). It contains AA Leu 21 - Asn 95 (Accession # P57096-1 )./r/nPredicted N-terminus: Leu 21/r/n | This protein carries a polyhistidine tag at the C-terminus, followed by an Avi tag (Avitag™)The protein has a calculated MW of 12.0 kDa. The protein migrates as 20-30 kDa under reducing (R) condition (SDS-PAGE) due to glycosylation./r/n | Less than 0.01 EU per μg by the LAL method./r/n | >90% as determined by SDS-PAGE. >95% as determined by SEC-MALS./r/n | Supplied as 0.2 μm filtered solution in PBS, pH7.4 with trehalose as protectant. Contact us for customized product form or formulation./r/n | This product is supplied and shipped with dry ice, please inquire the shipping cost./r/n | For long term storage, the product should be stored at lyophilized state at -20°C or lower.Please avoid repeated freeze-thaw cycles. This product is stable after storage at: -20°C to -70°C for 12 months in lyophilized state; -70°C for 3 months under sterile conditions after reconstitution./r/n |  | SEC-MALSThe purity of Biotinylated Mouse PSCA, His,Avitag (Cat. No. PSA-M82Ea) is more than 95% and the molecular weight of this protein is around 18-26 kDa verified by SEC-MALS.Report |  | The Prostate stem cell antigen (PSCA) is a glycosylphosphatidylinositol (GPI)-anchored protein, plays an important role in tumorigenesis. The prostate stem cell antigen (PSCA) gene, which encodes a prostate-specific antigen (PSA), was identified as a gene involved in cell adhesion and proliferation. PSCA may be involved in the regulation of cell proliferation. Has a cell-proliferation inhibition activity in vitro. May act as a modulator of nicotinic acetylcholine receptors (nAChRs) activity. In vitro inhibits nicotine-induced signaling probably implicating alpha-3:beta-2- or alpha-7-containing nAChRs./r/n | [7 empty] | Biotinylation of this product is performed using Avitag™ technology. Briefly, the single lysine residue in the Avitag is enzymatically labeled with biotin./r/n |  | Passed as determined by the HABA assay / binding ELISA./r/n
https://www.acrobiosystems.com/P4056-Biotinylated-Mouse-PSCA-Protein-HisAvitag%E2%84%A2-%28MALS-verified%29.html | Biotinylated Mouse PSCA Protein, His,Avitag™ (MALS verified) | SDS-PAGE11-102-5-69-0.jpg | SEC-MALS11-102-5-69-0.jpg |  | PSCA,UNQ206,PRO232/r/n | Biotinylated Mouse PSCA, His,Avitag (PSA-M82E3) is expressed from human 293 cells (HEK293). It contains AA Leu 21 - Asn 95 (Accession # P57096-1)./r/nPredicted N-terminus: Leu 21/r/n | This protein carries a polyhistidine tag at the C-terminus, followed by an Avi tag (Avitag™).The protein has a calculated MW of 12.0 kDa. The protein migrates as 22-32 kDa under reducing (R) condition (SDS-PAGE) due to glycosylation./r/n | Less than 0.1 EU per μg by the LAL method./r/n | >90% as determined by SDS-PAGE./r/n | Lyophilized from 0.22 μm filtered solution in PBS, pH7.4. Normally trehalose is added as protectant before lyophilization.Contact us for customized product form or formulation./r/n |  | For long term storage, the product should be stored at lyophilized state at -20°C or lower.Please avoid repeated freeze-thaw cycles./r/n | SDS-PAGEBiotinylated Mouse PSCA, His,Avitag on SDS-PAGE under reducing (R) condition. The gel was stained with Coomassie Blue. The purity of the protein is greater than 90%. | SEC-MALSThe purity of Biotinylated Mouse PSCA, His,Avitag (Cat. No. PSA-M82E3) is more than 85% and the molecular weight of this protein is around 20-30 kDa verified by SEC-MALS.Report |  | The Prostate stem cell antigen (PSCA) is a glycosylphosphatidylinositol (GPI)-anchored protein, plays an important role in tumorigenesis. The prostate stem cell antigen (PSCA) gene, which encodes a prostate-specific antigen (PSA), was identified as a gene involved in cell adhesion and proliferation. PSCA may be involved in the regulation of cell proliferation. Has a cell-proliferation inhibition activity in vitro. May act as a modulator of nicotinic acetylcholine receptors (nAChRs) activity. In vitro inhibits nicotine-induced signaling probably implicating alpha-3:beta-2- or alpha-7-containing nAChRs./r/n |  |  | Please see Certificate of Analysis for specific instructions.For best performance, we strongly recommend you to follow the reconstitution protocol provided in the CoA./r/n | Biotinylation of this product is performed using Avitag™ technology. Briefly, the single lysine residue in the Avitag is enzymatically labeled with biotin./r/n | Passed as determined by the HABA assay / binding ELISA./r/n
https://www.acrobiosystems.com/P3621-Biotinylated-Human-PSCA-Protein-HisAvitag%E2%84%A2-%28MALS-verified%29.html | Biotinylated Human PSCA Protein, His,Avitag™ (MALS verified) | SDS-PAGE11-102-5-70-0.jpg | SEC-MALS11-102-5-70-0.jpg | Bioactivity11-102-5-70-0.jpg | PSCA,UNQ206,PRO232/r/n | Biotinylated Human PSCA, His,Avitag(PSA-H82E3) is expressed from human 293 cells (HEK293). It contains AA Leu 12 - Ser 86 (Accession # O43653-1 )./r/n | This protein carries a polyhistidine tag at the C-terminus, followed by an Avi tag (Avitag™)The protein has a calculated MW of 12.1 kDa. The protein migrates as 20-30 kDa under reducing (R) condition (SDS-PAGE) due to glycosylation./r/n | Less than 1.0 EU per μg by the LAL method./r/n | >90% as determined by SDS-PAGE. >90% as determined by SEC-MALS./r/n | Lyophilized from 0.22 μm filtered solution in PBS, pH7.4 with trehalose as protectant. Contact us for customized product form or formulation./r/n |  | For long term storage, the product should be stored at lyophilized state at -20°C or lower.Please avoid repeated freeze-thaw cycles. This product is stable after storage at: -20°C to -70°C for 12 months in lyophilized state; -70°C for 3 months under sterile conditions after reconstitution./r/n | SDS-PAGEBiotinylated Human PSCA, His,Avitag on SDS-PAGE under reducing (R) condition. The gel was stained with Coomassie Blue. The purity of the protein is greater than 90%. | SEC-MALSThe purity of Biotinylated Human PSCA, His,Avitag (Cat. No. PSA-H82E3) is more than 90% and the molecular weight of this protein is around 18-25 kDa verified by SEC-MALS.Report |  | The Prostate stem cell antigen (PSCA) is a glycosylphosphatidylinositol (GPI)-anchored protein, plays an important role in tumorigenesis. The prostate stem cell antigen (PSCA) gene, which encodes a prostate-specific antigen (PSA), was identified as a gene involved in cell adhesion and proliferation. PSCA may be involved in the regulation of cell proliferation. Has a cell-proliferation inhibition activity in vitro. May act as a modulator of nicotinic acetylcholine receptors (nAChRs) activity. In vitro inhibits nicotine-induced signaling probably implicating alpha-3:beta-2- or alpha-7-containing nAChRs./r/n |  | Bioactivity-ELISAImmobilized Biotinylated Human PSCA, His,Avitag (Cat. No. PSA-H82E3) at 1 μg/mL (100 μL/well) on streptavidin (Cat. No. STN-N5116) precoated (0.5 μg/well) plate can bind Anti-PSCA Antibody,Human IgG1 with a linear range of 0.1-2 ng/mL (QC tested).Protocol | Please see Certificate of Analysis for specific instructions.For best performance, we strongly recommend you to follow the reconstitution protocol provided in the CoA./r/n |  |  |  |  | Biotinylation of this product is performed using Avitag™ technology. Briefly, the single lysine residue in the Avitag is enzymatically labeled with biotin./r/n |  | Passed as determined by the HABA assay / binding ELISA./r/n | [10 empty] | Bioactivity-FACS2e5 of anti-PSCA CAR-293 cells were stained with 100 μL of 3 μg/mL of Biotinylated Human PSCA, His,Avitag (Cat. No. PSA-H82E3) and negative control protein respectively, washed and then followed by PE-SA antibody and analyzed with FACS (Routinely tested).Protocol
https://www.acrobiosystems.com/P2772-Human-PSCA-Protein-His-Tag.html | Human PSCA Protein, His Tag | SDS-PAGE11-102-5-71-0.jpg |  | Bioactivity11-102-5-71-0.jpg | PSCA,UNQ206,PRO232/r/n | Human PSCA, His Tag(PSA-H52H6) is expressed from human 293 cells (HEK293). It contains AA Leu 12 - Ser 86 (Accession # O43653-1 )./r/n | This protein carries a polyhistidine tag at the C-terminusThe protein has a calculated MW of 10.4 kDa. The protein migrates as 18-25 kDa under reducing (R) condition (SDS-PAGE) due to glycosylation./r/n | Less than 1.0 EU per μg by the LAL method./r/n | >90% as determined by SDS-PAGE./r/n | Lyophilized from 0.22 μm filtered solution in PBS, pH7.4 with trehalose as protectant. Contact us for customized product form or formulation./r/n |  | For long term storage, the product should be stored at lyophilized state at -20°C or lower.Please avoid repeated freeze-thaw cycles. This product is stable after storage at: -20°C to -70°C for 12 months in lyophilized state; -70°C for 3 months under sterile conditions after reconstitution./r/n | SDS-PAGEHuman PSCA, His Tag on SDS-PAGE under reducing (R) condition. The gel was stained with Coomassie Blue. The purity of the protein is greater than 90%. |  |  | The Prostate stem cell antigen (PSCA) is a glycosylphosphatidylinositol (GPI)-anchored protein, plays an important role in tumorigenesis. The prostate stem cell antigen (PSCA) gene, which encodes a prostate-specific antigen (PSA), was identified as a gene involved in cell adhesion and proliferation. PSCA may be involved in the regulation of cell proliferation. Has a cell-proliferation inhibition activity in vitro. May act as a modulator of nicotinic acetylcholine receptors (nAChRs) activity. In vitro inhibits nicotine-induced signaling probably implicating alpha-3:beta-2- or alpha-7-containing nAChRs./r/n |  | Bioactivity-ELISAImmobilized Human PSCA, His Tag (Cat. No. PSA-H52H6) at 1 μg/mL (100 μL/well) can bind Anti-PSCA Antibody,Human IgG1 with a linear range of 0.2-1 ng/mL (QC tested).Protocol | Please see Certificate of Analysis for specific instructions.For best performance, we strongly recommend you to follow the reconstitution protocol provided in the CoA./r/n | [17 empty] | Bioactivity-FACS2e5 of anti-PSCA CAR-293 cells were stained with 100 μL of 3 μg/mL of Human PSCA, His Tag (Cat. No. PSA-H52H6) and negative control protein respectively, washed and then followed by PE anti-His Tag antibody and analyzed with FACS (Routinely tested).Protocol
https://www.acrobiosystems.com/P6673-Recombinant-Monoclonal-Anti-PSMA-Antibody-Rabbit-%289A2%29.html | Recombinant Monoclonal Anti-PSMA Antibody, Rabbit (9A2) |  |  |  | PSMA/r/n | Rabbit/r/n | [5 empty] | Shipped at 4°C. Store at +4°C short term (1-2 weeks). Upon delivery aliquot. Store at -20°C long term. Avoid freeze / thaw cycle./r/n |  |  |  | PSMA is transmembrane glycoprotein belonging to the M28 peptidase family. The protein acts as a glutamate carboxypeptidase on different alternative substrates, including the nutrient folate and the neuropeptide N-acetyl-l-aspartyl-l-glutamate and is expressed in a number of tissues such as prostate, central and peripheral nervous system and kidney./r/n | [12 empty] | IHC/r/n | [8 empty] | Rabbit/r/n | 9A2/r/n | 1：1000/r/n | Liquid/r/n | Human Prostate Tissue/r/n | Monoclonal/r/n | Cancer Drug Targets/r/n | IgG/r/n
https://www.acrobiosystems.com/P6517-Mouse-PSMA--FOLH1-Protein-Fc-Tag-%28MALS-verified%29.html | Mouse PSMA / FOLH1 Protein, Fc Tag (MALS verified) | SDS-PAGE11-102-5-73-0.jpg | SEC-MALS11-102-5-73-0.jpg |  | FOLH1,PSMA,GIG27,FOLH,NAALAD1,PSM,NAALADase I,GCPII,FGCP/r/n | Mouse PSMA Protein, Fc Tag(PSA-M5266) is expressed from human 293 cells (HEK293). It contains AA Ile 44 - Ala 752 (Accession # O35409-1 )./r/nPredicted N-terminus: Pro/r/n | This protein carries a human IgG1 Fc tag at the N-terminusThe protein has a calculated MW of 106.0 kDa. The protein migrates as >116 kDa under reducing (R) condition (SDS-PAGE) due to glycosylation./r/n | Less than 1.0 EU per μg by the LAL method./r/n | >90% as determined by SDS-PAGE. >90% as determined by SEC-MALS./r/n | Lyophilized from 0.22 μm filtered solution in 50 mM Tris, 100 mM Glycine, 25 mM Arginine, 150 mM NaCl, pH7.5 with trehalose as protectant. Contact us for customized product form or formulation./r/n |  | For long term storage, the product should be stored at lyophilized state at -20°C or lower.Please avoid repeated freeze-thaw cycles. This product is stable after storage at: -20°C to -70°C for 12 months in lyophilized state; -70°C for 3 months under sterile conditions after reconstitution./r/n | SDS-PAGEMouse PSMA Protein, Fc Tag on SDS-PAGE under reducing (R) condition. The gel was stained with Coomassie Blue. The purity of the protein is greater than 90%. | SEC-MALSThe purity of Mouse PSMA Protein, Fc Tag (Cat. No. PSA-M5266) is more than 90% and the molecular weight of this protein is around 240-280 kDa verified by SEC-MALS.Report |  | Prostate-specific membrane antigen (PSMA) is also known as Folate hydrolase 1 (FOLH1), Glutamate carboxypeptidase 2 (GCP2), N-acetylated-alpha-linked acidic dipeptidase I (ALAD1), which belongs to the peptidase M28 family and M28B subfamily. FOLH1 / PSMA is stable at pH greater than 6.5. FOLH1 / PSMA is a type II transmembrane zinc metallopeptidase that is most highly expressed in the nervous system, prostate, kidney, and small intestine. FOLH1 / GCP-2 is homodimer and binds 2 zinc ions per subunit, and required for ALADase activity. The catalytic activity of PSMA involved in releasing of an unsubstituted, C-terminal glutamyl residue, typically from Ac-Asp-Glu or folylpoly – gamma - glutamates. FOLH1 / GCP-2 / PSMA has both folate hydrolase and N – acetylated – alpha – linked - acidic dipeptidase (ALADase) activity and has a preference for tri-alpha-glutamate peptides. GCP-2 / PSMA involved in prostate tumor progression and also exhibits a dipeptidyl-peptidase IV type activity. In vitro, cleaves Gly-Pro-AMC./r/n |  |  | Please see Certificate of Analysis for specific instructions.For best performance, we strongly recommend you to follow the reconstitution protocol provided in the CoA./r/n
https://www.acrobiosystems.com/P6443-Biotinylated-Human-PSMA--FOLH1-Protein-FcAvitag%E2%84%A2-%28MALS-verified%29.html | Biotinylated Human PSMA / FOLH1 Protein, Fc,Avitag™ (MALS verified) | SDS-PAGE11-102-5-74-0.jpg | SEC-MALS11-102-5-74-0.jpg | Bioactivity11-102-5-74-0.jpg | FOLH1,PSMA,GIG27,FOLH,NAALAD1,PSM,NAALADase I,GCPII,FGCP/r/n | Biotinylated Human PSMA Protein, Fc,Avitag(PSA-H82F7) is expressed from human 293 cells (HEK293). It contains AA Lys 44 - Ala 750 (Accession # Q04609-1 )./r/nPredicted N-terminus: Pro/r/n | This protein carries a human IgG1 Fc tag at the N-terminus, followed by an Avi tag (Avitag™)The protein has a calculated MW of 107.7 kDa. The protein migrates as 100-105 kDa and 120-140 kDa when calibrated against Star Ribbon Pre-stained Protein Marker under reducing (R) condition (SDS-PAGE) due to glycosylation./r/n | Less than 1.0 EU per μg by the LAL method./r/n | >90% as determined by SDS-PAGE./r/n | Lyophilized from 0.22 μm filtered solution in 50 mM Tris, 100 mM Glycine, 25 mM Arginine, 150 mM NaCl, pH7.5 with trehalose as protectant. Contact us for customized product form or formulation./r/n |  | For long term storage, the product should be stored at lyophilized state at -20°C or lower.Please avoid repeated freeze-thaw cycles. This product is stable after storage at: -20°C to -70°C for 12 months in lyophilized state; -70°C for 3 months under sterile conditions after reconstitution./r/n | SDS-PAGEBiotinylated Human PSMA Protein, Fc,Avitag on SDS-PAGE under reducing (R) condition. The gel was stained with Coomassie Blue. The purity of the protein is greater than 90% (With Star Ribbon Pre-stained Protein Marker). | SEC-MALSThe purity of Biotinylated Human PSMA Protein, Fc,Avitag (Cat. No. PSA-H82F7) is more than 80% and the molecular weight of this protein is around 220-260 kDa verified by SEC-MALS.Report |  | Prostate-specific membrane antigen (PSMA) is also known as Folate hydrolase 1 (FOLH1), Glutamate carboxypeptidase 2 (GCP2), N-acetylated-alpha-linked acidic dipeptidase I (ALAD1), which belongs to the peptidase M28 family and M28B subfamily. FOLH1 / PSMA is stable at pH greater than 6.5. FOLH1 / PSMA is a type II transmembrane zinc metallopeptidase that is most highly expressed in the nervous system, prostate, kidney, and small intestine. FOLH1 / GCP-2 is homodimer and binds 2 zinc ions per subunit, and required for ALADase activity. The catalytic activity of PSMA involved in releasing of an unsubstituted, C-terminal glutamyl residue, typically from Ac-Asp-Glu or folylpoly – gamma - glutamates. FOLH1 / GCP-2 / PSMA has both folate hydrolase and N – acetylated – alpha – linked - acidic dipeptidase (ALADase) activity and has a preference for tri-alpha-glutamate peptides. GCP-2 / PSMA involved in prostate tumor progression and also exhibits a dipeptidyl-peptidase IV type activity. In vitro, cleaves Gly-Pro-AMC./r/n |  | Bioactivity-ELISAImmobilized Monoclonal Anti-Human PSMA Antibody, Human IgG1 at 1 μg/mL (100 μL/well) can bind Biotinylated Human PSMA Protein, Fc,Avitag (Cat. No. PSA-H82F7) with a linear range of 0.5-16 ng/mL (QC tested).ProtocolImmobilized Biotinylated Human PSMA Protein, Fc,Avitag (Cat. No. PSA-H82F7) at 1 μg/mL (100 μL/well) on streptavidin (Cat. No. STN-N5116) precoated (0.5 μg/well) plate can bind Monoclonal Anti-Human PSMA Antibody, Human IgG1 with a linear range of 0.1-2 ng/mL (Routinely tested).Protocol | Please see Certificate of Analysis for specific instructions.For best performance, we strongly recommend you to follow the reconstitution protocol provided in the CoA./r/n |  |  |  |  | Biotinylation of this product is performed using Avitag™ technology. Briefly, the single lysine residue in the Avitag is enzymatically labeled with biotin./r/n |  | Passed as determined by the HABA assay / binding ELISA./r/n
https://www.acrobiosystems.com/P6381-Biotinylated-Cynomolgus-PSMA--FOLH1-Protein-HisAvitag%E2%84%A2-%28MALS-verified%29.html | Biotinylated Cynomolgus PSMA / FOLH1 Protein, His,Avitag™ (MALS verified) | SDS-PAGE11-102-5-75-0.jpg | SEC-MALS11-102-5-75-0.jpg | Bioactivity11-102-5-75-0.jpg | FOLH1,PSMA,GIG27,FOLH,NAALAD1,PSM,NAALADase I,GCPII,FGCP/r/n | Biotinylated Cynomolgus PSMA Protein, His,Avitag(PSA-C82Q6) is expressed from human 293 cells (HEK293). It contains AA Lys 44 - Ala 750 (Accession # A0A2K5VNZ0 )./r/nPredicted N-terminus: His/r/n | This protein carries a polyhistidine tag at the N-terminus, followed by an Avi tag (Avitag™)The protein has a calculated MW of 83.1 kDa. The protein migrates as 95-110 kDa when calibrated against Star Ribbon Pre-stained Protein Marker under reducing (R) condition (SDS-PAGE) due to glycosylation./r/n | Less than 1.0 EU per μg by the LAL method./r/n | >95% as determined by SDS-PAGE. >90% as determined by SEC-MALS./r/n | Lyophilized from 0.22 μm filtered solution in 25 mM MES, 500 mM NaCl, pH6.5 with trehalose as protectant. Contact us for customized product form or formulation./r/n |  | For long term storage, the product should be stored at lyophilized state at -20°C or lower.Please avoid repeated freeze-thaw cycles. This product is stable after storage at: -20°C to -70°C for 12 months in lyophilized state; -70°C for 3 months under sterile conditions after reconstitution./r/n | SDS-PAGEBiotinylated Cynomolgus PSMA Protein, His,Avitag on SDS-PAGE under reducing (R) condition. The gel was stained with Coomassie Blue. The purity of the protein is greater than 95% (With Star Ribbon Pre-stained Protein Marker). | SEC-MALSThe purity of Biotinylated Cynomolgus PSMA Protein, His,Avitag (Cat. No. PSA-C82Q6) is more than 90% and the molecular weight of this protein is around 180-210 kDa verified by SEC-MALS.Report |  | Prostate-specific membrane antigen (PSMA) is also known as Folate hydrolase 1 (FOLH1), Glutamate carboxypeptidase 2 (GCP2), N-acetylated-alpha-linked acidic dipeptidase I (ALAD1), which belongs to the peptidase M28 family and M28B subfamily. FOLH1 / PSMA is stable at pH greater than 6.5. FOLH1 / PSMA is a type II transmembrane zinc metallopeptidase that is most highly expressed in the nervous system, prostate, kidney, and small intestine. FOLH1 / GCP-2 is homodimer and binds 2 zinc ions per subunit, and required for ALADase activity. The catalytic activity of PSMA involved in releasing of an unsubstituted, C-terminal glutamyl residue, typically from Ac-Asp-Glu or folylpoly – gamma - glutamates. FOLH1 / GCP-2 / PSMA has both folate hydrolase and N – acetylated – alpha – linked - acidic dipeptidase (ALADase) activity and has a preference for tri-alpha-glutamate peptides. GCP-2 / PSMA involved in prostate tumor progression and also exhibits a dipeptidyl-peptidase IV type activity. In vitro, cleaves Gly-Pro-AMC./r/n |  | Bioactivity-ELISAImmobilized Monoclonal Anti-Human PSMA Antibody, Human IgG1 at 1 μg/mL (100 μL/well) can bind Biotinylated Cynomolgus PSMA Protein, His,Avitag (Cat. No. PSA-C82Q6) with a linear range of 0.5-16 ng/mL (QC tested).ProtocolImmobilized Biotinylated Cynomolgus PSMA Protein, His,Avitag (Cat. No. PSA-C82Q6) at 1 μg/mL (100 μL/well) on streptavidin (Cat. No. STN-N5116) precoated (0.5 μg/well) plate can bind Monoclonal Anti-Human PSMA Antibody, Human IgG1 with a linear range of 0.1-2 ng/mL (Routinely tested).Protocol | Please see Certificate of Analysis for specific instructions.For best performance, we strongly recommend you to follow the reconstitution protocol provided in the CoA./r/n |  |  |  |  | Biotinylation of this product is performed using Avitag™ technology. Briefly, the single lysine residue in the Avitag is enzymatically labeled with biotin./r/n |  | Passed as determined by the HABA assay / binding ELISA./r/n
https://www.acrobiosystems.com/P4055-Rat-PSMA--FOLH1-Protein-His-Tag-%28active-enzyme-MALS-verified%29.html | Rat PSMA / FOLH1 Protein, His Tag (active enzyme, MALS verified) | SDS-PAGE11-102-5-76-0.jpg | SEC-MALS11-102-5-76-0.jpg |  | FOLH1,PSMA,GIG27,FOLH,NAALAD1,PSM,NAALADase I,GCPII,FGCP/r/n | Rat PSMA, His Tag (PSA-R5245) is expressed from human 293 cells (HEK293). It contains AA Lys 45 - Asp 752 (Accession # P70627-1)./r/nPredicted N-terminus: His/r/n | This protein carries a polyhistidine tag at the N-terminus.The protein has a calculated MW of 81.4 kDa. The protein migrates as 95-110 kDa under reducing (R) condition (SDS-PAGE) due to glycosylation./r/n | Less than 1.0 EU per μg by the LAL method./r/n | >95% as determined by SDS-PAGE. >90% as determined by SEC-MALS./r/n | Supplied as 0.2 μm filtered solution in 25 mM MES, 500 mM NaCl, pH6.5 with trehalose as protectant.Contact us for customized product form or formulation./r/n | This product is supplied and shipped with dry ice, please inquire the shipping cost./r/n | Please avoid repeated freeze-thaw cycles./r/n | SDS-PAGERat PSMA, His Tag on SDS-PAGE under reducing (R) condition. The gel was stained with Coomassie Blue. The purity of the protein is greater than 95%. | SEC-MALSThe purity of Rat PSMA, His Tag (Cat. No. PSA-R5245) is more than 90% and the molecular weight of this protein is around 170-208 kDa verified by SEC-MALS.Report | BioactivityMeasured by its ability to hydrolyze the substrate N-acetyl-L-Asp-L-Glu into N-acetyl-L-Asp and L-Glu. The L-Glu product is measured by fluorescence after its derivatization by ortho-phthaldialdehyde. The specific activity is >300 pmol/min/μg, as measured under the described conditions (QC tested).Protocol | Prostate-specific membrane antigen (PSMA) is also known as Folate hydrolase 1 (FOLH1), Glutamate carboxypeptidase 2 (GCP2), N-acetylated-alpha-linked acidic dipeptidase I (NAALAD1), which belongs to the peptidase M28 family and M28B subfamily. FOLH1 / PSMA is stable at pH greater than 6.5. FOLH1 / PSMA is a type II transmembrane zinc metallopeptidase that is most highly expressed in the nervous system, prostate, kidney, and small intestine. FOLH1 / GCP-2 is homodimer and binds 2 zinc ions per subunit, and required for NAALADase activity. The catalytic activity of PSMA involved in releasing of an unsubstituted, C-terminal glutamyl residue, typically from Ac-Asp-Glu or folylpoly – gamma - glutamates. FOLH1 / GCP-2 / PSMA has both folate hydrolase and N – acetylated – alpha – linked - acidic dipeptidase (NAALADase) activity and has a preference for tri-alpha-glutamate peptides. GCP-2 / PSMA involved in prostate tumor progression and also exhibits a dipeptidyl-peptidase IV type activity. In vitro, cleaves Gly-Pro-AMC./r/n
https://www.acrobiosystems.com/P3789-PE-Labeled-Human-PSMA--FOLH1-Protein-His-Tag-%28Site-specific-conjugation%29.html | PE-Labeled Human PSMA / FOLH1 Protein, His Tag (Site-specific conjugation) |  |  | Bioactivity11-102-5-77-0.jpg | FOLH1,PSMA,GIG27,FOLH,NAALAD1,PSM,NAALADase I,GCPII,FGCP/r/n | PE-Labeled Human PSMA, His Tag (PSA-HP2Q3) is produced via site-specific conjugation of PE to Human PSMA, His Tag under optimal conditions with a proprietary technology with a proprietary technology. Human PSMA, His Tag is expressed from human 293 cells (HEK293). It contains AA Lys 44 - Ala 750 (Accession # Q04609-1)./r/nPredicted N-terminus: His/r/n | This protein carries a polyhistidine tag at the N-terminus.The protein has a calculated MW of 83.1 kDa./r/n |  |  | Lyophilized from 0.22 μm filtered solution in PBS, 0.5% BSA, pH7.4. Normally trehalose is added as protectant before lyophilization.Contact us for customized product form or formulation./r/n |  | For long term storage, the product should be stored at lyophilized state at -20°C or lower.Please protect from light and avoid repeated freeze-thaw cycles./r/n |  |  |  | Prostate-specific membrane antigen (PSMA) is also known as Folate hydrolase 1 (FOLH1), Glutamate carboxypeptidase 2 (GCP2), N-acetylated-alpha-linked acidic dipeptidase I (NAALAD1), which belongs to the peptidase M28 family and M28B subfamily. FOLH1 / PSMA is stable at pH greater than 6.5. FOLH1 / PSMA is a type II transmembrane zinc metallopeptidase that is most highly expressed in the nervous system, prostate, kidney, and small intestine. FOLH1 / GCP-2 is homodimer and binds 2 zinc ions per subunit, and required for NAALADase activity. The catalytic activity of PSMA involved in releasing of an unsubstituted, C-terminal glutamyl residue, typically from Ac-Asp-Glu or folylpoly – gamma - glutamates. FOLH1 / GCP-2 / PSMA has both folate hydrolase and N – acetylated – alpha – linked - acidic dipeptidase (NAALADase) activity and has a preference for tri-alpha-glutamate peptides. GCP-2 / PSMA involved in prostate tumor progression and also exhibits a dipeptidyl-peptidase IV type activity. In vitro, cleaves Gly-Pro-AMC./r/n |  |  | Please see Certificate of Analysis for specific instructions.For best performance, we strongly recommend you to follow the reconstitution protocol provided in the CoA./r/n |  |  |  | PE Excitation Wavelength: 488 nm / 561 nm Emission Wavelength: 575 nm/r/n | [5 empty] | Evaluation of anti-PSMA CAR expression by flow cytometry. Please note that this product is NOT compatible to streptavidin detection system./r/n | [7 empty] | Bioactivity-FACS5e5 of anti-PSMA CAR-293 cells were stained with 100 μL of 1:50 dilution (2 μL stock solution in 100 μL FACS buffer) of PE-Labeled Human PSMA, His Tag (Cat. No. PSA-HP2Q3) and negative control protein respectively. PE signal was used to evaluate the binding activity (QC tested).Protocol
https://www.acrobiosystems.com/P3281-Human-PSMA-coupled-Magnetic-Beads.html | Human PSMA-coupled Magnetic Beads |  |  |  |  | Human PSMA protein is expressed from human 293 cells (HEK293). It contains AA Lys 44 - Ala 750(Accession # Q04609-1 )./r/n | [5 empty] | Upon receipt, please store the beads at -70°C. The shelf life is 1 year at -70 °C.Please avoid more than 3 freeze-thaw cycles. Immediate use after reconstitution is highly recommended./r/n |  |  |  | The Human PSMA-coupled Magnetic Beads is produced by coupling biotinylated human PSMA protein to streptavidin-conjugated magnetic beads. The pre-coupled beads are ready to use for capturing anti-PSMA antibody from your sample with high specificity. The uniform size and large surface-to-volume ratio of the beads ensure highly efficent immunocapture in a simple, fast and convenient workflow with high reproducibilty of data./r/n |  |  | See Certificate of Analysis (CoA) for detailed instruction./r/n | [9 empty] | This product is intended for immunocapture, biopanning and flow cytometry. This product is produced non-sterile. *The Isotype control (Cat. No. SMB-B01) is sold separately./r/n | [19 empty] | ItemsSize （2mg）Size（5mg X 2）Particle size2 μm2 μmPhysical appearancePowder mixturePowder mixtureAmount of Coupled Protein≈763 pmol (63.4 μg) PSMA/mg beads≈763 pmol (63.4 μg) PSMA/mg beadsBinding Capacity>200 pmol (15 μg) antibody/mg beads>200 pmol (15 μg) antibody/mg beadsFormulationPBS, pH7.4, with 10% TrehalosePBS, pH7.4, with 10% TrehaloseReconstitution2 mL sterile deionized water (final concentration = 1 mg beads/mL)5 mL sterile deionized water (final concentration = 1 mg beads/mL)/r/n | Antibody Purification: 1. Resuspend the lyophilized beads by adding the buffer of choice. 2. Add analyte to the suspension, mix and incubate to enable specific binding of the beads and the target protein. 3. Magnetize beads, remove supernatant, and wash unbound protein fractions to capture target protein-bound beads. 4. Wash, magnetize the beads and collect purified target protein for use in downstream applications. The magnetic beads technology makes use of the easy and efficient collection of beads in magnetic field to facilitate antibody purification in a simple workflow of “bind-wash-elute”. In contrast to common separation techniques, this method does not require columns or centrifugation, and is therefore ideal in high-throughput applications./r/n
https://www.acrobiosystems.com/P3119-Human-PSMA--FOLH1-Protein-Fc-Tag-premium-grade.html | Human PSMA / FOLH1 Protein, Fc Tag, premium grade | SDS-PAGE11-102-5-79-0.jpg |  | Bioactivity11-102-5-79-0.jpg | FOLH1,PSMA,GIG27,FOLH,NAALAD1,PSM,NAALADase I,GCPII,FGCP/r/n | Human PSMA, Fc Tag, premium grade(PSA-H5264) is expressed from human 293 cells (HEK293). It contains AA Lys 44 - Ala 750 (Accession # Q04609-1 )./r/nPredicted N-terminus: Pro/r/nIt is produced under our rigorous quality control system that incorporates a comprehensive set of tests including sterility and endotoxin tests. Product performance is carefully validated and tested for compatibility for cell culture use or any other applications in the early preclinical stage. When ready to transition into later clinical phases, we also offer a custom GMP protein service that tailors to your needs. We will work with you to customize and develop a GMP-grade product in accordance with your requests that also meets the requirements for raw and ancillary materials use in cell manufacturing of cell-based therapies./r/n | This protein carries a human IgG1 Fc tag at the N-terminusThe protein has a calculated MW of 106.0 kDa. The protein migrates as 110-140 kDa under reducing (R) condition (SDS-PAGE) due to glycosylation./r/n | Less than 0.01 EU per μg by the LAL method./r/n | >95% as determined by SDS-PAGE./r/n | Lyophilized from 0.22 μm filtered solution in 50 mM Tris, 100 mM Glycine, 150 mM NaCl, pH7.5 with trehalose as protectant. Contact us for customized product form or formulation./r/n |  | For long term storage, the product should be stored at lyophilized state at -20°C or lower.Please avoid repeated freeze-thaw cycles. This product is stable after storage at: -20°C to -70°C for 12 months in lyophilized state; -70°C for 3 months under sterile conditions after reconstitution./r/n | SDS-PAGEHuman PSMA, Fc Tag, premium grade on SDS-PAGE under reducing (R) condition. The gel was stained with Coomassie Blue. The purity of the protein is greater than 95%. |  |  | Prostate-specific membrane antigen (PSMA) is also known as Folate hydrolase 1 (FOLH1), Glutamate carboxypeptidase 2 (GCP2), N-acetylated-alpha-linked acidic dipeptidase I (NAALAD1), which belongs to the peptidase M28 family and M28B subfamily. FOLH1 / PSMA is stable at pH greater than 6.5. FOLH1 / PSMA is a type II transmembrane zinc metallopeptidase that is most highly expressed in the nervous system, prostate, kidney, and small intestine. FOLH1 / GCP-2 is homodimer and binds 2 zinc ions per subunit, and required for NAALADase activity. The catalytic activity of PSMA involved in releasing of an unsubstituted, C-terminal glutamyl residue, typically from Ac-Asp-Glu or folylpoly – gamma - glutamates. FOLH1 / GCP-2 / PSMA has both folate hydrolase and N – acetylated – alpha – linked - acidic dipeptidase (NAALADase) activity and has a preference for tri-alpha-glutamate peptides. GCP-2 / PSMA involved in prostate tumor progression and also exhibits a dipeptidyl-peptidase IV type activity. In vitro, cleaves Gly-Pro-AMC./r/n |  | Bioactivity-ELISAImmobilized Human PSMA, Fc Tag, premium grade (Cat. No. PSA-H5264) at 2 μg/mL (100 μL/well) can bind Monoclonal Anti-Human PSMA Antibody, Human IgG1 with a linear range of 0.1-2 ng/mL (QC tested).Protocol | Please see Certificate of Analysis for specific instructions.For best performance, we strongly recommend you to follow the reconstitution protocol provided in the CoA./r/n | [17 empty] | Bioactivity-FACS2e5 of PSMA-CAR-293 cells transfected with anti-PSMA-scFv were stained with 100 μL of 1 μg/mL of Human PSMA, Fc Tag, premium grade (Cat. No. PSA-H5264) and negative control protein respectively, washed and then followed by PE anti-human IgG Fc antibody and analyzed with FACS (Routiney tested).Protocol | [13 empty] | The sterility testing was performed by membrane filtration method./r/n | Negative./r/n
https://www.acrobiosystems.com/P3023-Mouse-PSMA--FOLH1-Protein-His-Tag-%28active-enzyme%29.html | Mouse PSMA / FOLH1 Protein, His Tag (active enzyme) | SDS-PAGE11-102-5-80-0.jpg |  |  | FOLH1,PSMA,GIG27,FOLH,NAALAD1,PSM,NAALADase I,GCPII,FGCP/r/n | Mouse PSMA, His Tag (PSA-M5245) is expressed from human 293 cells (HEK293). It contains AA Ile 44 - Ala 752 (Accession # O35409-1)./r/nPredicted N-terminus: His/r/n | This protein carries a polyhistidine tag at the N-terminus.The protein has a calculated MW of 81.5 kDa. The protein migrates as 90-100 kDa under reducing (R) condition (SDS-PAGE) due to glycosylation./r/n | Less than 1.0 EU per μg by the LAL method./r/n | >95% as determined by SDS-PAGE./r/n | Lyophilized from 0.22 μm filtered solution in MES and NaCl. Normally trehalose is added as protectant before lyophilization.Contact us for customized product form or formulation./r/n |  | For long term storage, the product should be stored at lyophilized state at -20°C or lower.Please avoid repeated freeze-thaw cycles./r/n | SDS-PAGEMouse PSMA, His Tag on SDS-PAGE under reducing (R) condition. The gel was stained with Coomassie Blue. The purity of the protein is greater than 95%. |  | BioactivityMeasured by its ability to hydrolyze the substrate N-acetyl-L-Asp-L-Glu into N-acetyl-L-Asp and L-Glu. The L-Glu product is measured by fluorescence after its derivatization by ortho-phthaldialdehyde. The specific activity is >350 pmol/min/μg, as measured under the described conditions (QC tested).Protocol | Prostate-specific membrane antigen (PSMA) is also known as Folate hydrolase 1 (FOLH1), Glutamate carboxypeptidase 2 (GCP2), N-acetylated-alpha-linked acidic dipeptidase I (NAALAD1), which belongs to the peptidase M28 family and M28B subfamily. FOLH1 / PSMA is stable at pH greater than 6.5. FOLH1 / PSMA is a type II transmembrane zinc metallopeptidase that is most highly expressed in the nervous system, prostate, kidney, and small intestine. FOLH1 / GCP-2 is homodimer and binds 2 zinc ions per subunit, and required for NAALADase activity. The catalytic activity of PSMA involved in releasing of an unsubstituted, C-terminal glutamyl residue, typically from Ac-Asp-Glu or folylpoly – gamma - glutamates. FOLH1 / GCP-2 / PSMA has both folate hydrolase and N – acetylated – alpha – linked - acidic dipeptidase (NAALADase) activity and has a preference for tri-alpha-glutamate peptides. GCP-2 / PSMA involved in prostate tumor progression and also exhibits a dipeptidyl-peptidase IV type activity. In vitro, cleaves Gly-Pro-AMC./r/n |  |  | Please see Certificate of Analysis for specific instructions.For best performance, we strongly recommend you to follow the reconstitution protocol provided in the CoA./r/n |  |  | /r/n
https://www.acrobiosystems.com/P3022-Cynomolgus-PSMA--FOLH1-Protein-His-Tag-%28active-enzyme-MALS-verified%29.html | Cynomolgus PSMA / FOLH1 Protein, His Tag (active enzyme, MALS verified) | SDS-PAGE11-102-5-81-0.jpg | SEC-MALS11-102-5-81-0.jpg | Bioactivity11-102-5-81-0.jpg | FOLH1,PSMA,GIG27,FOLH,NAALAD1,PSM,NAALADase I,GCPII,FGCP/r/n | Cynomolgus PSMA, His Tag(PSA-C5247) is expressed from human 293 cells (HEK293). It contains AA Lys 44 - Ala 750 (Accession # A0A2K5VNZ0-1 )./r/nPredicted N-terminus: His/r/n | This protein carries a polyhistidine tag at the N-terminus.The protein has a calculated MW of 81.4 kDa. The protein migrates as 100-115 kDa under reducing (R) condition (SDS-PAGE) due to glycosylation./r/n | Less than 1.0 EU per μg by the LAL method./r/n | >95% as determined by SDS-PAGE./r/n | Supplied as 0.2 μm filtered solution in MES and NaCl with trehalose as protectant. Contact us for customized product form or formulation./r/n | This product is supplied and shipped with dry ice, please inquire the shipping cost./r/n | Please avoid repeated freeze-thaw cycles. This product is stable after storage at: The product MUST be stored at -70°C or lower upon receipt; -70°C for 3 months under sterile conditions./r/n | SDS-PAGECynomolgus PSMA, His Tag on SDS-PAGE under reducing (R) condition. The gel was stained with Coomassie Blue. The purity of the protein is greater than 95%. | SEC-MALSThe purity of Cynomolgus PSMA, His Tag (Cat. No. PSA-C5247) is more than 85% and the molecular weight of this protein is around 185-220 kDa verified by SEC-MALS.Report | BioactivityMeasured by its ability to hydrolyze the substrate N-acetyl-L-Asp-L-Glu into N-acetyl-L-Asp and L-Glu. The L-Glu product is measured by fluorescence after its derivatization by ortho-phthaldialdehyde. The specific activity is >250 pmol/min/μg, as measured under the described conditions (QC tested).Protocol | Prostate-specific membrane antigen (PSMA) is also known as Folate hydrolase 1 (FOLH1), Glutamate carboxypeptidase 2 (GCP2), N-acetylated-alpha-linked acidic dipeptidase I (NAALAD1), which belongs to the peptidase M28 family and M28B subfamily. FOLH1 / PSMA is stable at pH greater than 6.5. FOLH1 / PSMA is a type II transmembrane zinc metallopeptidase that is most highly expressed in the nervous system, prostate, kidney, and small intestine. FOLH1 / GCP-2 is homodimer and binds 2 zinc ions per subunit, and required for NAALADase activity. The catalytic activity of PSMA involved in releasing of an unsubstituted, C-terminal glutamyl residue, typically from Ac-Asp-Glu or folylpoly – gamma - glutamates. FOLH1 / GCP-2 / PSMA has both folate hydrolase and N – acetylated – alpha – linked - acidic dipeptidase (NAALADase) activity and has a preference for tri-alpha-glutamate peptides. GCP-2 / PSMA involved in prostate tumor progression and also exhibits a dipeptidyl-peptidase IV type activity. In vitro, cleaves Gly-Pro-AMC./r/n |  | Bioactivity-ELISAImmobilized Cynomolgus PSMA, His Tag (Cat. No. PSA-C5247) at 2 μg/mL (100 μL/well) can bind Monoclonal Anti-Human PSMA Antibody, Human IgG1 with a linear range of 0.2-4 ng/mL (QC tested).Protocol
https://www.acrobiosystems.com/P2940-FITC-Labeled-Human-PSMA--FOLH1-Protein-His-Tag.html | FITC-Labeled Human PSMA / FOLH1 Protein, His Tag | SDS-PAGE11-102-5-82-0.jpg |  | Bioactivity11-102-5-82-0.jpg | FOLH1,PSMA,GIG27,FOLH,NAALAD1,PSM,NAALADase I,GCPII,FGCP/r/n | FITC-Labeled Human PSMA, His Tag (PSA-HF244) is expressed from human 293 cells (HEK293). It contains AA Lys 44 - Ala 750 (Accession # Q04609-1 ). It is the FITC labeled form of Human PSMA, His Tag (PSA-H52H3)./r/nPredicted N-terminus: His/r/n | This protein carries a polyhistidine tag at the N-terminusThe protein has a calculated MW of 81.4 KDa. The protein migrates as 85-115 kDa under reducing (R) condition (SDS-PAGE) due to glycosylation./r/n | Less than 1.0 EU per μg by the LAL method./r/n | >95% as determined by SDS-PAGE./r/n | Lyophilized from 0.22 μm filtered solution in 25 mM MES, 500 mM NaCl, pH6.5 with trehalose as protectant. Contact us for customized product form or formulation./r/n |  | For long term storage, the product should be stored at lyophilized state at -20°C or lower.Please protect from light and avoid repeated freeze-thaw cycles.This product is stable after storage at: -20°C to -70°C for 12 months in lyophilized state; -70°C for 3 months under sterile conditions after reconstitution./r/n | SDS-PAGEFITC-Labeled Human PSMA, His Tag on SDS-PAGE under reducing (R) condition. The gel was stained with Coomassie Blue. The purity of the protein is greater than 95%. |  |  | Prostate-specific membrane antigen (PSMA) is also known as Folate hydrolase 1 (FOLH1), Glutamate carboxypeptidase 2 (GCP2), N-acetylated-alpha-linked acidic dipeptidase I (NAALAD1), which belongs to the peptidase M28 family and M28B subfamily. FOLH1 / PSMA is stable at pH greater than 6.5. FOLH1 / PSMA is a type II transmembrane zinc metallopeptidase that is most highly expressed in the nervous system, prostate, kidney, and small intestine. FOLH1 / GCP-2 is homodimer and binds 2 zinc ions per subunit, and required for NAALADase activity. The catalytic activity of PSMA involved in releasing of an unsubstituted, C-terminal glutamyl residue, typically from Ac-Asp-Glu or folylpoly – gamma - glutamates. FOLH1 / GCP-2 / PSMA has both folate hydrolase and N – acetylated – alpha – linked - acidic dipeptidase (NAALADase) activity and has a preference for tri-alpha-glutamate peptides. GCP-2 / PSMA involved in prostate tumor progression and also exhibits a dipeptidyl-peptidase IV type activity. In vitro, cleaves Gly-Pro-AMC./r/n |  | Bioactivity-ELISAImmobilized Monoclonal Anti-Human PSMA Antibody, Human IgG1 at 5 μg/mL (100 μL/well) can bind FITC-Labeled Human PSMA, His Tag (Cat. No. PSA-HF244) with a linear range of 0.156-1.25 μg/mL (QC tested).Protocol | Please see Certificate of Analysis for specific instructions.For best performance, we strongly recommend you to follow the reconstitution protocol provided in the CoA./r/n |  |  |  | FITCExcitation source: 488 nm spectral line, argon-ion laserExcitation Wavelength: 488 nmEmission Wavelength: 535 nm/r/n | The primary amines in the side chains of lysine residues and the N-terminus of the protein are conjugated with FITC using standard chemical labeling method. The residual FITC is removed by molecular sieve treatment during purification process./r/n |  | The FITC to protein molar ratio is 1-3./r/n | [10 empty] | Bioactivity-FACS2e5 of Anti-PSMA CAR-293 cells were stained with 100 μL of 10 μg/mL of FITC-Labeled Human PSMA Protein, His Tag (Cat. No. PSA-HF244) and negative control protein respectively. FITC signal was used to evaluate the binding activity (QC tested).Protocol
https://www.acrobiosystems.com/P2888-Biotinylated-Human-PSMA--FOLH1-Protein-HisAvitag%E2%84%A2-premium-grade.html | Biotinylated Human PSMA / FOLH1 Protein, His,Avitag™, premium grade | SDS-PAGE11-102-5-83-0.jpg | SEC-MALS11-102-5-83-0.jpg | Bioactivity11-102-5-83-0.jpg | FOLH1,PSMA,GIG27,FOLH,NAALAD1,PSM,NAALADase I,GCPII,FGCP/r/n | Biotinylated Human PSMA, His,Avitag, premium grade(PSA-H82Qb) is expressed from human 293 cells (HEK293). It contains AA Lys 44 - Ala 750 (Accession # Q04609-1 )./r/nPredicted N-terminus: His/r/nIt is produced under our rigorous quality control system that incorporates a comprehensive set of tests including sterility and endotoxin tests. Product performance is carefully validated and tested for compatibility for cell culture use or any other applications in the early preclinical stage. When ready to transition into later clinical phases, we also offer a custom GMP protein service that tailors to your needs. We will work with you to customize and develop a GMP-grade product in accordance with your requests that also meets the requirements for raw and ancillary materials use in cell manufacturing of cell-based therapies./r/n | This protein carries a polyhistidine tag at the N-terminus, followed by an Avi tag (Avitag™)The protein has a calculated MW of 83.1 kDa. The protein migrates as 95-115 kDa under reducing (R) condition (SDS-PAGE) due to glycosylation./r/n | Less than 0.01 EU per μg by the LAL method./r/n | >95% as determined by SDS-PAGE./r/n | Supplied as 0.2 μm filtered solution in 25 mM MES, 500 mM NaCl, pH6.5 with trehalose as protectant. Contact us for customized product form or formulation./r/n | This product is supplied and shipped with dry ice, please inquire the shipping cost./r/n | Please avoid repeated freeze-thaw cycles. This product is stable after storage at: The product MUST be stored at -70°C or lower upon receipt; -70°C for 3 months under sterile conditions./r/n | SDS-PAGEBiotinylated Human PSMA, His,Avitag, premium grade on SDS-PAGE under reducing (R) condition. The gel was stained with Coomassie Blue. The purity of the protein is greater than 95%. | SEC-MALSThe purity of Biotinylated Human PSMA, His,Avitag, premium grade (Cat. No. PSA-H82Qb) is more than 85% and the molecular weight of this protein is around 190-225 kDa verified by SEC-MALS.Report | BioactivityMeasured by its ability to hydrolyze the substrate N-acetyl-L-Asp-L-Glu into N-acetyl-L-Asp and L-Glu. The L-Glu product is measured by fluorescence after its derivatization by ortho-phthaldialdehyde. The specific activity is >200 pmol/min/μg, as measured under the described conditions (QC tested).Protocol | Prostate-specific membrane antigen (PSMA) is also known as Folate hydrolase 1 (FOLH1), Glutamate carboxypeptidase 2 (GCP2), N-acetylated-alpha-linked acidic dipeptidase I (NAALAD1), which belongs to the peptidase M28 family and M28B subfamily. FOLH1 / PSMA is stable at pH greater than 6.5. FOLH1 / PSMA is a type II transmembrane zinc metallopeptidase that is most highly expressed in the nervous system, prostate, kidney, and small intestine. FOLH1 / GCP-2 is homodimer and binds 2 zinc ions per subunit, and required for NAALADase activity. The catalytic activity of PSMA involved in releasing of an unsubstituted, C-terminal glutamyl residue, typically from Ac-Asp-Glu or folylpoly – gamma - glutamates. FOLH1 / GCP-2 / PSMA has both folate hydrolase and N – acetylated – alpha – linked - acidic dipeptidase (NAALADase) activity and has a preference for tri-alpha-glutamate peptides. GCP-2 / PSMA involved in prostate tumor progression and also exhibits a dipeptidyl-peptidase IV type activity. In vitro, cleaves Gly-Pro-AMC./r/n |  | Bioactivity-ELISAImmobilized Monoclonal Anti-Human PSMA Antibody, Human IgG1 at 2 μg/mL (100 μL/well) can bind Biotinylated Human PSMA, His,Avitag, premium grade (Cat. No. PSA-H82Qb) with a linear range of 0.2-6 ng/mL (QC tested).Protocol | [5 empty] | Biotinylation of this product is performed using Avitag™ technology. Briefly, the single lysine residue in the Avitag is enzymatically labeled with biotin./r/n |  | Passed as determined by the HABA assay / binding ELISA./r/n | [10 empty] | Bioactivity-FACS2e5 of PSMA-CAR-293 cells transfected with anti-PSMA-scFv were stained with 100 μL of 1 μg/mL of Biotinylated Human PSMA, His,Avitag, premium grade (Cat. No. PSA-H82Qb) and negative control protein respectively, washed and then followed by PE-SA and analyzed with FACS (Routiney tested). Protocol | [13 empty] | The sterility testing was performed by membrane filtration method./r/n | Negative./r/n
https://www.acrobiosystems.com/P2784-Human-PSMA--FOLH1-Protein-His-Tag-%28active-enzyme-MALS-verified%29.html | Human PSMA / FOLH1 Protein, His Tag (active enzyme, MALS verified) | SDS-PAGE11-102-5-84-0.jpg | SEC-MALS11-102-5-84-0.jpg | Bioactivity11-102-5-84-0.jpg | FOLH1,PSMA,GIG27,FOLH,NAALAD1,PSM,NAALADase I,GCPII,FGCP/r/n | Human PSMA, His Tag (PSA-H52H3) is expressed from human 293 cells (HEK293). It contains AA Lys 44 - Ala 750 (Accession # Q04609-1)./r/nPredicted N-terminus: His/r/n | This protein carries a polyhistidine tag at the N-terminus.The protein has a calculated MW of 81.4 kDa. The protein migrates as 95-115 kDa under reducing (R) condition (SDS-PAGE) due to glycosylation./r/n | Less than 1.0 EU per μg by the LAL method./r/n | >95% as determined by SDS-PAGE./r/n | Supplied as 0.2 μm filtered solution in MES and NaCl with trehalose as protectant.Contact us for customized product form or formulation./r/n | This product is supplied and shipped with dry ice, please inquire the shipping cost./r/n | Please avoid repeated freeze-thaw cycles./r/n | SDS-PAGEHuman PSMA, His Tag on SDS-PAGE under reducing (R) condition. The gel was stained with Coomassie Blue. The purity of the protein is greater than 95%. | SEC-MALSThe purity of Human PSMA, His Tag (Cat. No. PSA-H52H3) is more than 85% and the molecular weight of this protein is around 180-220 kDa verified by SEC-MALS.Report | BioactivityMeasured by its ability to hydrolyze the substrate N-acetyl-L-Asp-L-Glu into N-acetyl-L-Asp and L-Glu. The L-Glu product is measured by fluorescence after its derivatization by ortho-phthaldialdehyde. The specific activity is >400 pmol/min/μg, as measured under the described conditions (QC tested).Protocol | Prostate-specific membrane antigen (PSMA) is also known as Folate hydrolase 1 (FOLH1), Glutamate carboxypeptidase 2 (GCP2), N-acetylated-alpha-linked acidic dipeptidase I (NAALAD1), which belongs to the peptidase M28 family and M28B subfamily. FOLH1 / PSMA is stable at pH greater than 6.5. FOLH1 / PSMA is a type II transmembrane zinc metallopeptidase that is most highly expressed in the nervous system, prostate, kidney, and small intestine. FOLH1 / GCP-2 is homodimer and binds 2 zinc ions per subunit, and required for NAALADase activity. The catalytic activity of PSMA involved in releasing of an unsubstituted, C-terminal glutamyl residue, typically from Ac-Asp-Glu or folylpoly – gamma - glutamates. FOLH1 / GCP-2 / PSMA has both folate hydrolase and N – acetylated – alpha – linked - acidic dipeptidase (NAALADase) activity and has a preference for tri-alpha-glutamate peptides. GCP-2 / PSMA involved in prostate tumor progression and also exhibits a dipeptidyl-peptidase IV type activity. In vitro, cleaves Gly-Pro-AMC./r/n |  | Bioactivity-ELISAImmobilized Monoclonal Anti-Human PSMA Antibody, Human IgG1 at 2 μg/mL (100 μL/well) can bind Human PSMA, His Tag (Cat. No. PSA-H52H3) with a linear range of 2-39 ng/mL (QC tested).ProtocolImmobilized Human PSMA, His Tag (Cat. No. PSA-H52H3) at 2 μg/mL (100 μL/well) can bind Monoclonal Anti-Human PSMA Antibody, Human IgG1 with a linear range of 0.3-39 ng/mL (Routinely tested).ProtocolBioactivityMeasured by its ability to hydrolyze the substrate N-acetyl-L-Asp-L-Glu into N-acetyl-L-Asp and L-Glu. The L-Glu product is measured by fluorescence after its derivatization by ortho-phthaldialdehyde. The specific activity is >400 pmol/min/μg, as measured under the described conditions (QC tested).Protocol
https://www.acrobiosystems.com/P2936-Human-PLAU--uPA-Protein-His-Tag-%28activated-by-trypsin%29-%28active-enzyme%29.html | Human PLAU / uPA Protein, His Tag (activated by trypsin) (active enzyme) | SDS-PAGE11-102-5-85-0.jpg |  |  | Urokinase,PLAU,ATF,UPA,URK,u-PA,BDPLT5,QPD/r/n | Human PLAU, His Tag (activated by trypsin)(PLU-H5228) is expressed from human 293 cells (HEK293). It contains AA Ser 21 - Leu 431 (Accession # P00749-1 )./r/nPredicted N-terminus: Ser 21 & Lys156 & Ile179/r/n | This protein carries a polyhistidine tag at the C-terminus. The active form of Human PLAU is a disulfide-linked heterodimer composed of long chain A (Ser 21 - Phe 177) and chain B (Ile 179 - Leu 431) with calculated MW of 17.8 kDa and 29.2 kDa. The long chain A is further cleaved to yield a short chain A (Lys 156 - Phe 177) and N-terminal fragment (Ser 21 - Lys 155) with calculated MW of 15.3 kDa. The protein migrates as 17 kDa (N-terminal fragment), 32-35 kDa (chain B) and 45-50 kDa (long chain A & chain B) under non-reducing (NR) condition (SDS-PAGE) due to glycosylation./r/n | Less than 1.0 EU per μg by the LAL method./r/n | >90% as determined by SDS-PAGE./r/n | Lyophilized from 0.22 μm filtered solution in 25 mM HEPES, 150 mM NaCl, pH7.5 with trehalose as protectant. Contact us for customized product form or formulation./r/n |  | For long term storage, the product should be stored at lyophilized state at -20°C or lower.Please avoid repeated freeze-thaw cycles. This product is stable after storage at: -20°C to -70°C for 12 months in lyophilized state; -70°C for 3 months under sterile conditions after reconstitution./r/n | SDS-PAGEHuman PLAU, His Tag (activated by trypsin) on SDS-PAGE under non-reducing (NR) condition. The gel was stained with Coomassie Blue. The purity of the protein is greater than 90%. |  | BioactivityMeasured by it's ability to cleave a peptide substrate, N-carbobenzyloxy-Gly-Gly-Arg-7-amido-4-methylcoumarin (Z-GGR-AMC). The specific activity is >2,000 pmol/min/µg, as measured under the described conditions (QC tested).Protocol | Urokinase - type plasminogen activator is also known as PLAU and UPA, a serine protease with an extremely limited substrate specificity, cleaving the sequence Cys – Pro – Gly - Arg560 - Val561 – Val – Gly – Gly – Cys in plasminogen to form plasmin. uPA is a potent marker of invasion and metastasis in a variety of human cancers associated with breast, stomach, colon, bladder, ovary, brain and endometrium.uPA and its receptor (uPAR) have been implicated in a broad spectrum of pathophysiological processes, including fibrinolysis, proteolysis, inflammation, atherogenesis and plaque destabilization, all of which are involved in the pathogenesis of MI (myocardial infarction)./r/n |  |  | Please see Certificate of Analysis for specific instructions.For best performance, we strongly recommend you to follow the reconstitution protocol provided in the CoA./r/n
https://www.acrobiosystems.com/P424-Human-PLAU--uPA-Protein-His-Tag.html | Human PLAU / uPA Protein, His Tag | SDS-PAGE11-102-5-86-0.jpg |  | Bioactivity11-102-5-86-0.jpg | Urokinase,PLAU,ATF,UPA,URK,u-PA,BDPLT5,QPD/r/n | Human PLAU, His Tag(PLU-H5229) is expressed from human 293 cells (HEK293). It contains AA Ser 21 - Leu 431 (Accession # NP_002649.1 )./r/nPredicted N-terminus: Ser 21/r/n | Human PLAU, His Tag is fused with a polyhistidine tag at the C-terminus, and has a calculated MW of 47.2 kDa. The protein migrates as 45-60 kDa under reducing (R) condition (SDS-PAGE) due to glycosylation.Please note that the protein is not activated by protease digestion. In vitro activation is generally recommended for higher activity./r/n | Less than 1.0 EU per μg by the LAL method./r/n | >92% as determined by SDS-PAGE./r/n | Lyophilized from 0.22 μm filtered solution in 50 mM Sodium Acetate, 100 mM NaCl, pH5.0 with trehalose as protectant. Contact us for customized product form or formulation./r/n |  | For long term storage, the product should be stored at lyophilized state at -20°C or lower.Please avoid repeated freeze-thaw cycles. This product is stable after storage at: -20°C to -70°C for 12 months in lyophilized state; -70°C for 3 months under sterile conditions after reconstitution./r/n | SDS-PAGEHuman PLAU, His Tag on SDS-PAGE under reducing (R) condition. The gel was stained with Coomassie Blue. The purity of the protein is greater than 92%. |  |  | Urokinase - type plasminogen activator is also known as PLAU and UPA, a serine protease with an extremely limited substrate specificity, cleaving the sequence Cys – Pro – Gly - Arg560 - Val561 – Val – Gly – Gly – Cys in plasminogen to form plasmin. uPA is a potent marker of invasion and metastasis in a variety of human cancers associated with breast, stomach, colon, bladder, ovary, brain and endometrium.uPA and its receptor (uPAR) have been implicated in a broad spectrum of pathophysiological processes, including fibrinolysis, proteolysis, inflammation, atherogenesis and plaque destabilization, all of which are involved in the pathogenesis of MI (myocardial infarction)./r/n |  | Bioactivity-ELISAImmobilized Human PLAU, His Tag (Cat. No. PLU-H5229) at 5 μg/mL (100 μL/well) can bind Biotinylated Human uPAR, His,Avitag (Cat. No. UPR-H82E7) with a linear range of 0.3-2 ng/mL (QC tested).Protocol | Please see Certificate of Analysis for specific instructions.For best performance, we strongly recommend you to follow the reconstitution protocol provided in the CoA./r/n
https://www.acrobiosystems.com/P472-Human-Neprilysin--MME--CD10-Protein-Tag-Free-%28active-enzyme%29.html | Human Neprilysin / MME / CD10 Protein, Tag Free (active enzyme) | SDS-PAGE11-102-5-87-0.jpg |  |  | MME,CALLA,CD10,DKFZp686O16152,MGC126681,MGC126707,NEP,SFE,Neprilysin/r/n | Human Neprilysin, Tag Free(MME-H521b) is expressed from human 293 cells (HEK293). It contains AA Tyr 52 - Trp 750 (Accession # NP_000893.2 )./r/n | This protein carries no "tag"The protein has a calculated MW of 80.0 kDa. The protein migrates as 80-100 kDa under reducing (R) condition (SDS-PAGE) due to glycosylation./r/n | Less than 1.0 EU per μg by the LAL method./r/n | >95% as determined by SDS-PAGE./r/n | Lyophilized from 0.22 μm filtered solution in 20 mM Tris, 100 mM NaCl, pH8.0 with trehalose as protectant. Contact us for customized product form or formulation./r/n |  | For long term storage, the product should be stored at lyophilized state at -20°C or lower.Please avoid repeated freeze-thaw cycles. This product is stable after storage at: -20°C to -70°C for 12 months in lyophilized state; -70°C for 3 months under sterile conditions after reconstitution./r/n | SDS-PAGEHuman Neprilysin, Tag Free on SDS-PAGE under reducing (R) condition. The gel was stained with Coomassie Blue. The purity of the protein is greater than 95%. |  | BioactivityMeasured by its ability to cleave the fluorogenic peptide substrate, MCA-RPPGFSAFK(DNP)-OH. The specific activity is >1500 pmol/min/μg (QC tested).Protocol | Cluster of differentiation 10 (CD10) is also known as membrane metallo-endopeptidase, neutral endopeptidase (NEP), Neprilysin, and common acute lymphoblastic leukemia antigen (CALLA), is a 90-110-kDa type II transmembrane glycoprotein normally expressed by a variety of tissues, including epithelial cells of the prostate, kidney, intestine, endometrium, adrenal glands, and lung. This zinc-dependent metalloprotease enzyme cleaves peptide bonds on the amino side of hydrophobic residues and inactivates a variety of physiologically active secreted peptides. CD20 is thought to be the rate-limiting degrading enzyme of amyloid β peptide (Aβ) whose abnormal misfolding and aggregation in neural tissue has been implicated in the development of Alzheimer's disease (AD). CD10 is also identified as the common acute lymphoblastic leukemia antigen (CALLA) present on leukemic cells of pre-B phenotype, and thus serves as the most important biomarker in the diagnosis of human acute lymphocytic leukemia (ALL)./r/n |  |  | Please see Certificate of Analysis for specific instructions.For best performance, we strongly recommend you to follow the reconstitution protocol provided in the CoA./r/n
https://www.acrobiosystems.com/P217-Human-Neprilysin--MME--CD10-Protein-Fc-Tag.html | Human Neprilysin / MME / CD10 Protein, Fc Tag | SDS-PAGE11-102-5-88-0.jpg |  |  | MME,CALLA,CD10,DKFZp686O16152,MGC126681,MGC126707,NEP,SFE,Neprilysin/r/n | Human Neprilysin, Fc Tag(MME-H526a) is expressed from human 293 cells (HEK293). It contains AA Tyr 52 - Trp 750 (Accession # NP_000893.2 )./r/n | This protein carries a human IgG1 Fc tag at the N-terminusThe protein has a calculated MW of 106.8 kDa. The protein migrates as 120 kDa when calibrated against Star Ribbon Pre-stained Protein Marker under reducing (R) condition (SDS-PAGE) due to glycosylation./r/n | Less than 1.0 EU per μg by the LAL method./r/n | >95% as determined by SDS-PAGE./r/n | Lyophilized from 0.22 μm filtered solution in 50 mM Tris, 100 mM Glycine, 25 mM Arginine, 150 mM NaCl, pH7.5 with trehalose as protectant. Contact us for customized product form or formulation./r/n |  | For long term storage, the product should be stored at lyophilized state at -20°C or lower.Please avoid repeated freeze-thaw cycles. This product is stable after storage at: -20°C to -70°C for 12 months in lyophilized state; -70°C for 3 months under sterile conditions after reconstitution./r/n | SDS-PAGEHuman Neprilysin, Fc Tag on SDS-PAGE under reducing (R) condition. The gel was stained with Coomassie Blue. The purity of the protein is greater than 95% (With Star Ribbon Pre-stained Protein Marker). |  |  | Cluster of differentiation 10 (CD10) is also known as membrane metallo-endopeptidase, neutral endopeptidase (NEP), Neprilysin, and common acute lymphoblastic leukemia antigen (CALLA), is a 90-110-kDa type II transmembrane glycoprotein normally expressed by a variety of tissues, including epithelial cells of the prostate, kidney, intestine, endometrium, adrenal glands, and lung. This zinc-dependent metalloprotease enzyme cleaves peptide bonds on the amino side of hydrophobic residues and inactivates a variety of physiologically active secreted peptides. CD20 is thought to be the rate-limiting degrading enzyme of amyloid β peptide (Aβ) whose abnormal misfolding and aggregation in neural tissue has been implicated in the development of Alzheimer's disease (AD). CD10 is also identified as the common acute lymphoblastic leukemia antigen (CALLA) present on leukemic cells of pre-B phenotype, and thus serves as the most important biomarker in the diagnosis of human acute lymphocytic leukemia (ALL)./r/n |  |  | Please see Certificate of Analysis for specific instructions.For best performance, we strongly recommend you to follow the reconstitution protocol provided in the CoA./r/n
https://www.acrobiosystems.com/P3911-Human-LOXL2-Protein-His-Tag-%28active-enzyme%29.html | Human LOXL2 Protein, His Tag (active enzyme) | SDS-PAGE11-102-5-89-0.jpg |  |  | Lysyl oxidase homolog 2,LOXL2/r/n | Human LOXL2, His Tag (LO2-H52H3) is expressed from human 293 cells (HEK293). It contains AA Gln 26 - Gln 774 (Accession # Q9Y4K0-1)./r/nPredicted N-terminus: Gln 26/r/n | This protein carries a polyhistidine tag at the C-terminus.The protein has a calculated MW of 86.0 kDa. The protein migrates as 100 kDa under reducing (R) condition (SDS-PAGE) due to glycosylation./r/n | Less than 1.0 EU per μg by the LAL method./r/n | >95% as determined by SDS-PAGE./r/n | Supplied as 0.2 μm filtered solution in 20 mM MES, 50 mM NaCl, pH6.5 with trehalose as protectant.Contact us for customized product form or formulation./r/n | This product is supplied and shipped with dry ice, please inquire the shipping cost./r/n | Please avoid repeated freeze-thaw cycles./r/n | SDS-PAGEHuman LOXL2, His Tag on SDS-PAGE under reducing (R) condition. The gel was stained with Coomassie Blue. The purity of the protein is greater than 95%. |  | BioactivityMeasured by its ability to produce hydrogen peroxide during the oxidation of benzylamine. The specific activity is >5 pmol/min/μg (QC tested).Protocol | Lysyl oxidase homolog 2 is also known as LOXL2, Lysyl oxidase-like protein 2, which is expressed in many tissues, highest expression in reproductive tissues, placenta, uterus and prostate, Up-regulated in a number of cancers cells and tissues. LOXL2 mediates the post-translational oxidative deamination of lysine residues on target proteins leading to the formation of deaminated lysine (allysine). When secreted in extracellular matrix, promotes cross-linking of extracellular matrix proteins by mediating oxidative deamination of peptidyl lysine residues in precursors to fibrous collagen and elastin. LOXL2 acts as a regulator of sprouting angiogenesis, probably via collagen IV scaffolding. When nuclear, acts as a transcription corepressor and specifically mediates deamination of trimethylated 'Lys-4' of histone H3 (H3K4me3), a specific tag for epigenetic transcriptional activation. LOXL2 acts as a regulator of chondrocyte differentiation, probably by regulating expression of factors that control chondrocyte differentiation./r/n
https://www.acrobiosystems.com/P2792-Biotinylated-Human-LOXL2-Protein-HisAvitag%E2%84%A2.html | Biotinylated Human LOXL2 Protein, His,Avitag™ |  |  |  | Lysyl oxidase homolog 2,LOXL2/r/n | Biotinylated Human LOXL2, His,Avitag (LO2-H82E3) is expressed from human 293 cells (HEK293). It contains AA Gln 26 - Gln 774 (Accession # Q9Y4K0-1)./r/nPredicted N-terminus: Gln 26/r/n | This protein carries a polyhistidine tag at the C-terminus, followed by an Avi tag (Avitag™).The protein has a calculated MW of 87.8 kDa./r/n | /r/n |  | Lyophilized from 0.22 μm filtered solution in PBS, pH7.4. Normally trehalose is added as protectant before lyophilization.Contact us for customized product form or formulation./r/n |  | For long term storage, the product should be stored at lyophilized state at -20°C or lower.Please avoid repeated freeze-thaw cycles./r/n |  |  |  | Lysyl oxidase homolog 2 is also known as LOXL2, Lysyl oxidase-like protein 2, which is expressed in many tissues, highest expression in reproductive tissues, placenta, uterus and prostate, Up-regulated in a number of cancers cells and tissues. LOXL2 mediates the post-translational oxidative deamination of lysine residues on target proteins leading to the formation of deaminated lysine (allysine). When secreted in extracellular matrix, promotes cross-linking of extracellular matrix proteins by mediating oxidative deamination of peptidyl lysine residues in precursors to fibrous collagen and elastin. LOXL2 acts as a regulator of sprouting angiogenesis, probably via collagen IV scaffolding. When nuclear, acts as a transcription corepressor and specifically mediates deamination of trimethylated 'Lys-4' of histone H3 (H3K4me3), a specific tag for epigenetic transcriptional activation. LOXL2 acts as a regulator of chondrocyte differentiation, probably by regulating expression of factors that control chondrocyte differentiation./r/n |  |  | Please see Certificate of Analysis for specific instructions.For best performance, we strongly recommend you to follow the reconstitution protocol provided in the CoA./r/n | Biotinylation of this product is performed using Avitag™ technology. Briefly, the single lysine residue in the Avitag is enzymatically labeled with biotin./r/n

## Alkaline phosphatase-like enzym
link | Product Name | SDS-PAGE-img | SEC-MALS-img | Bioactivity-img | Synonym | Source | Molecular Characterization | Labeling | Protein Ratio | Endotoxin | Purity | Formulation | Reconstitution | Storage | SDS-PAGE | SEC-MALS | Bioactivity-ELISA | Background | Clinical and Translational Updates | Shipping | Bioactivity | Host Species | Clone | Application | Property | State | Positive Control | Clonality | Research Field | Isotype | Typical Data | Control Sample | Cancer Sample
https://www.acrobiosystems.com/P5576-Biotinylated-Human-ALPG--ALPPL2-Protein-HisAvitag%E2%84%A2-%28MALS-verified%29.html | Biotinylated Human ALPG / ALPPL2 Protein, His,Avitag™ (MALS verified) | SDS-PAGE11-102-5-91-0.jpg | SEC-MALS11-102-5-91-0.jpg | Bioactivity11-102-5-91-0.jpg | ALPG,GCAP,ALP-1,ALPPL2,PLAP-like,ALPPL,Alkaline phosphatase, germ cell type/r/n | Biotinylated Human ALPG Protein, His,Avitag(ALG-H52E1) is expressed from human 293 cells (HEK293). It contains AA Ile 20 - Asp 503 (Accession # P10696-1 )./r/nPredicted N-terminus: Ile 20/r/n | This protein carries a polyhistidine tag at the C-terminus, followed by an Avi tag (Avitag™)The protein has a calculated MW of 56.2 kDa. The protein migrates as 60-65 kDa under reducing (R) condition (SDS-PAGE) due to glycosylation./r/n | Biotinylation of this product is performed using Avitag™ technology. Briefly, the single lysine residue in the Avitag is enzymatically labeled with biotin./r/n | Passed as determined by the HABA assay / binding ELISA./r/n | Less than 1.0 EU per μg by the LAL method./r/n | >95% as determined by SDS-PAGE. >90% as determined by SEC-MALS./r/n | Lyophilized from 0.22 μm filtered solution in 50 mM Tris,150 mM NaCl,pH7.5 with trehalose as protectant. Contact us for customized product form or formulation./r/n | Please see Certificate of Analysis for specific instructions.For best performance, we strongly recommend you to follow the reconstitution protocol provided in the CoA./r/n | For long term storage, the product should be stored at lyophilized state at -20°C or lower.Please avoid repeated freeze-thaw cycles. This product is stable after storage at: -20°C to -70°C for 12 months in lyophilized state; -70°C for 3 months under sterile conditions after reconstitution./r/n | SDS-PAGEBiotinylated Human ALPG Protein, His,Avitag on SDS-PAGE under reducing (R) condition. The gel was stained with Coomassie Blue. The purity of the protein is greater than 95%. | SEC-MALSThe purity of Biotinylated Human ALPG Protein, His,Avitag (Cat. No. ALG-H52E1) is more than 90% and the molecular weight of this protein is around 115-135kDa verified by SEC-MALS.Report | Bioactivity-ELISAImmobilized Biotinylated Human ALPG Protein, His,Avitag (Cat. No. ALG-H52E1) at 1 μg/mL (100 μL/well) on streptavidin (Cat. No. STN-N5116) precoated (0.5 μg/well) plate can bind Anti - ALPG / ALPPL2 with a linear range of 0.1-4 ng/mL (QC tested).Protocol | ALPPL2 is specifically highly expressed in naïve pluripotent stem cells. Moreover, in naïve state somatic cell reprogramming, naïve-primed transformation and other systems, the use of the ALPPL2 promoter-driven fluorescent reporter system can specifically indicate the establishment or withdrawal of naïve state pluripotency, thereby identifying ALPPL2 as naïve state pluripotent. specific cell surface markers. Some studies have found that knockout of ALPPL2 can specifically affect the establishment, stability and maintenance of naïve state pluripotency, proving that ALPPL2 protein is a functional naïve state surface molecular marker./r/n
https://www.acrobiosystems.com/P5230-Mouse-ALPG--ALPPL2-Protein-His-Tag-%28MALS-verified%29.html | Mouse ALPG / ALPPL2 Protein, His Tag (MALS verified) | SDS-PAGE11-102-5-91-1.jpg | SEC-MALS11-102-5-91-1.jpg |  | ALPG,GCAP,ALP-1,ALPPL2,PLAP-like,ALPPL,Alkaline phosphatase, germ cell type/r/n | Mouse ALPG, His Tag(ALG-M52H9) is expressed from human 293 cells (HEK293). It contains AA Val 19 - Ser 502 (Accession # P24823-1 )./r/nPredicted N-terminus: Val 19/r/n | This protein carries a polyhistidine tag at the C-terminusThe protein has a calculated MW of 54.5 kDa. The protein migrates as 60-66 kDa under reducing (R) condition (SDS-PAGE) due to glycosylation./r/n |  |  | Less than 1.0 EU per μg by the LAL method./r/n | >95% as determined by SDS-PAGE. >90% as determined by SEC-MALS./r/n | Lyophilized from 0.22 μm filtered solution in 20mM Tris,150mM NaCl,pH 7.5 with trehalose as protectant. Contact us for customized product form or formulation./r/n | Please see Certificate of Analysis for specific instructions.For best performance, we strongly recommend you to follow the reconstitution protocol provided in the CoA./r/n | For long term storage, the product should be stored at lyophilized state at -20°C or lower.Please avoid repeated freeze-thaw cycles. This product is stable after storage at: -20°C to -70°C for 12 months in lyophilized state; -70°C for 3 months under sterile conditions after reconstitution./r/n | SDS-PAGEMouse ALPG, His Tag on SDS-PAGE under reducing (R) condition. The gel was stained with Coomassie Blue. The purity of the protein is greater than 95%. | SEC-MALSThe purity of Mouse ALPG, His Tag(Cat. No. ALG-M52H9) is more than 90% and the molecular weight of this protein is around 100-122 kDa verified by SEC-MALS.Report |  | ALPPL2 is specifically highly expressed in naïve pluripotent stem cells. Moreover, in naïve state somatic cell reprogramming, naïve-primed transformation and other systems, the use of the ALPPL2 promoter-driven fluorescent reporter system can specifically indicate the establishment or withdrawal of naïve state pluripotency, thereby identifying ALPPL2 as naïve state pluripotent. specific cell surface markers. Some studies have found that knockout of ALPPL2 can specifically affect the establishment, stability and maintenance of naïve state pluripotency, proving that ALPPL2 protein is a functional naïve state surface molecular marker./r/n
https://www.acrobiosystems.com/P5231-Human-ALPG--ALPPL2-Protein-His-Tag-%28MALS-verified%29.html | Human ALPG / ALPPL2 Protein, His Tag (MALS verified) | SDS-PAGE11-102-5-91-2.jpg | SEC-MALS11-102-5-91-2.jpg | Bioactivity11-102-5-91-2.jpg | ALPG,GCAP,ALP-1,ALPPL2,PLAP-like,ALPPL,Alkaline phosphatase, germ cell type/r/n | Human ALPG, His Tag(ALG-H52H9) is expressed from human 293 cells (HEK293). It contains AA Ile 20 - Asp 503 (Accession # P10696-1 )./r/nPredicted N-terminus: Ile 20/r/n | This protein carries a polyhistidine tag at the C-terminusThe protein has a calculated MW of 54.5 kDa. The protein migrates as 60-66 kDa under reducing (R) condition (SDS-PAGE) due to glycosylation./r/n |  |  | Less than 1.0 EU per μg by the LAL method./r/n | >95% as determined by SDS-PAGE. >90% as determined by SEC-MALS./r/n | Lyophilized from 0.22 μm filtered solution in 20mM Tris,150mM NaCl,pH 7.5 with trehalose as protectant. Contact us for customized product form or formulation./r/n | Please see Certificate of Analysis for specific instructions.For best performance, we strongly recommend you to follow the reconstitution protocol provided in the CoA./r/n | For long term storage, the product should be stored at lyophilized state at -20°C or lower.Please avoid repeated freeze-thaw cycles. This product is stable after storage at: -20°C to -70°C for 12 months in lyophilized state; -70°C for 3 months under sterile conditions after reconstitution./r/n | SDS-PAGEHuman ALPG, His Tag on SDS-PAGE under reducing (R) condition. The gel was stained with Coomassie Blue. The purity of the protein is greater than 95%. | SEC-MALSThe purity of Human ALPG, His Tag (Cat. No. ALG-H52H9) is more than 90% and the molecular weight of this protein is around 97-119 kDa verified by SEC-MALS.Report | Bioactivity-ELISAImmobilized Human ALPG, His Tag (Cat. No. ALG-H52H9) at 1 μg/mL (100 μL/well) can bind Anti - ALPG / ALPPL2 with a linear range of 0.002-0.125 μg/mL (QC tested).Protocol | ALPPL2 is specifically highly expressed in naïve pluripotent stem cells. Moreover, in naïve state somatic cell reprogramming, naïve-primed transformation and other systems, the use of the ALPPL2 promoter-driven fluorescent reporter system can specifically indicate the establishment or withdrawal of naïve state pluripotency, thereby identifying ALPPL2 as naïve state pluripotent. specific cell surface markers. Some studies have found that knockout of ALPPL2 can specifically affect the establishment, stability and maintenance of naïve state pluripotency, proving that ALPPL2 protein is a functional naïve state surface molecular marker./r/n
https://www.acrobiosystems.com/P6152-Human-ALPI-Protein-His-Tag-%28MALS-verified%29.html | Human ALPI Protein, His Tag (MALS verified) | SDS-PAGE11-102-5-91-3.jpg | SEC-MALS11-102-5-91-3.jpg | Bioactivity11-102-5-91-3.jpg | IAP/r/n | Human ALPI Protein, His Tag(ALI-H52H3) is expressed from human 293 cells (HEK293). It contains AA Val 20 - Asp 503 (Accession # P09923-1 )./r/nPredicted N-terminus: Val 20/r/n | This protein carries a polyhistidine tag at the C-terminusThe protein has a calculated MW of 54.3 kDa. The protein migrates as 60-65 kDa when calibrated against Star Ribbon Pre-stained Protein Marker under reducing (R) condition (SDS-PAGE) due to glycosylation./r/n |  |  | Less than 1.0 EU per μg by the LAL method./r/n | >95% as determined by SDS-PAGE. >90% as determined by SEC-MALS./r/n | Supplied as 0.2 μm filtered solution in 20 mM Tris, 150 mM NaCl, pH7.5 with trehalose as protectant. Contact us for customized product form or formulation./r/n |  | Please avoid repeated freeze-thaw cycles. This product is stable after storage at: The product MUST be stored at -70°C or lower upon receipt; -70°C for 3 months under sterile conditions./r/n | SDS-PAGEHuman ALPI Protein, His Tag on SDS-PAGE under reducing (R) condition. The gel was stained with Coomassie Blue. The purity of the protein is greater than 95% (With Star Ribbon Pre-stained Protein Marker). | SEC-MALSThe purity of Human ALPI Protein, His Tag (Cat. No. ALI-H52H3) is more than 90% and the molecular weight of this protein is around 100-130 kDa verified by SEC-MALS.Report | Bioactivity-ELISAImmobilized Human ALPI Protein, His Tag (Cat. No. ALI-H52H3) at 1 μg/mL (100 μL/well) can bind various dilution ratio of Anti-ALPI Polyclonal Antibody (QC tested).Protocol | There are at least four distinct but related alkaline phosphatases: intestinal, placental, placental-like, and liver/bone/kidney (tissue non-specific). The intestinal alkaline phosphatase gene encodes a digestive brush-border enzyme. This enzyme is a component of the gut mucosal defense system and is thought to function in the detoxification of lipopolysaccharide, and in the prevention of bacterial translocation in the gut./r/n |  | This product is supplied and shipped with dry ice, please inquire the shipping cost./r/n
https://www.acrobiosystems.com/P6151-Human-ALPL-Protein-His-Tag-%28active-enzyme-MALS-verified%29.html | Human ALPL Protein, His Tag (active enzyme, MALS verified) | SDS-PAGE11-102-5-91-4.jpg | SEC-MALS11-102-5-91-4.jpg | Bioactivity11-102-5-91-4.jpg | AP-TNAP, APTNAP, HOPS, HPPA, HPPC, HPPI, HPPO, TNALP, TNAP, TNS-ALP, TNSALP/r/n | Human ALPL Protein, His Tag(ALL-H52H3) is expressed from human 293 cells (HEK293). It contains AA Leu 18 - Ser 502 (Accession # P05186-1 )./r/nPredicted N-terminus: Leu 18/r/n | This protein carries a polyhistidine tag at the C-terminus.The protein has a calculated MW of 55.3 kDa. The protein migrates as 65-70 kDa when calibrated against Star Ribbon Pre-stained Protein Marker under reducing (R) condition (SDS-PAGE) due to glycosylation./r/n |  |  | Less than 1.0 EU per μg by the LAL method./r/n | >95% as determined by SDS-PAGE. >90% as determined by SEC-MALS./r/n | Supplied as 0.2 μm filtered solution in 20 mM Tris, 150 mM NaCl, 20% Glycerol, pH7.5 with trehalose as protectant. Contact us for customized product form or formulation./r/n |  | Please avoid repeated freeze-thaw cycles. This product is stable after storage at: The product MUST be stored at -70°C or lower upon receipt; -70°C for 3 months under sterile conditions./r/n | SDS-PAGEHuman ALPL Protein, His Tag on SDS-PAGE under reducing (R) condition. The gel was stained with Coomassie Blue. The purity of the protein is greater than 95% (With Star Ribbon Pre-stained Protein Marker). | SEC-MALSThe purity of Human ALPL Protein, His Tag (Cat. No. ALL-H52H3) is more than 90% and the molecular weight of this protein is around 115-135 kDa verified by SEC-MALS.Report | Bioactivity-ELISAImmobilized Human ALPL Protein, His Tag (Cat. No. ALL-H52H3) at 1 μg/mL (100 μL/well) can bind Anti-ALPL Polyclonal Antibody (Cat. No. ALL-H52H3) with a linear range of Anti-ALPL Polyclonal Antibody (QC tested).Protocol | This gene encodes a member of the alkaline phosphatase family of proteins. There are at least four distinct but related alkaline phosphatases: intestinal, placental, placental-like, and liver/bone/kidney (tissue non-specific). The first three are located together on chromosome 2, while the tissue non-specific form is located on chromosome 1. The product of this gene is a membrane bound glycosylated enzyme that is not expressed in any particular tissue and is, therefore, referred to as the tissue-nonspecific form of the enzyme. Alternative splicing results in multiple transcript variants, at least one of which encodes a preproprotein that is proteolytically processed to generate the mature enzyme. This enzyme may play a role in bone mineralization. Mutations in this gene have been linked to hypophosphatasia, a disorder that is characterized by hypercalcemia and skeletal defects./r/n |  | This product is supplied and shipped with dry ice, please inquire the shipping cost./r/n | BioactivityMeasured by its ability to cleave a fluorogenic substrate, 4-Methylumbelliferyl phosphate (4-MUP). The specific activity is >80,000 pmol/min/μg (QC tested).Protocol
https://www.acrobiosystems.com/P6670-Recombinant-Monoclonal-Anti-ALPP-Antibody-Rabbit-%281B10%29.html | Recombinant Monoclonal Anti-ALPP Antibody, Rabbit (1B10) |  |  |  | ALPP/r/n | Rabbit/r/n | [7 empty] | Shipped at 4°C. Store at +4°C short term (1-2 weeks). Upon delivery aliquot. Store at -20°C long term. Avoid freeze / thaw cycle./r/n |  |  |  | Alkaline Phosphatase plays an important role in the regulation of specific inflammatory disease processes. Placental Alkaline Phosphatase has been linked directly to hypophosphatasia, a disorder that is characterized by hypercalcemia and includes skeletal defects./r/n |  |  |  | Rabbit/r/n | 1B10/r/n | IHC/r/n | 1：1500/r/n | Liquid/r/n | Human Placenta Tissue/r/n | Monoclonal/r/n | Cancer Drug Targets/r/n | IgG/r/n
https://www.acrobiosystems.com/P6149-Human-ALPP-Protein-His-Tag-%28MALS-verified%29.html | Human ALPP Protein, His Tag (MALS verified) | SDS-PAGE11-102-5-91-6.jpg | SEC-MALS11-102-5-91-6.jpg | Bioactivity11-102-5-91-6.jpg | PLAP/r/n | Human ALPP Protein, His Tag(ALP-H52H3) is expressed from human 293 cells (HEK293). It contains AA Ile 23 - Asp 506 (Accession # P05187-1 )./r/nPredicted N-terminus: Ile 23/r/n | This protein carries a polyhistidine tag at the C-terminus.The protein has a calculated MW of 54.7 kDa. The protein migrates as 64-66 kDa when calibrated against Star Ribbon Pre-stained Protein Marker under reducing (R) condition (SDS-PAGE) due to glycosylation./r/n |  |  | Less than 1.0 EU per μg by the LAL method./r/n | >90% as determined by SDS-PAGE./r/n | Lyophilized from 0.22 μm filtered solution in 20 mM Tris,150 mM NaCl,pH7.5 with trehalose as protectant. Contact us for customized product form or formulation./r/n | Please see Certificate of Analysis for specific instructions.For best performance, we strongly recommend you to follow the reconstitution protocol provided in the CoA./r/n | For long term storage, the product should be stored at lyophilized state at -20°C or lower.Please avoid repeated freeze-thaw cycles. This product is stable after storage at: -20°C to -70°C for 12 months in lyophilized state; -70°C for 3 months under sterile conditions after reconstitution./r/n | SDS-PAGEHuman ALPP Protein, His Tag on SDS-PAGE under reducing (R) condition. The gel was stained with Coomassie Blue. The purity of the protein is greater than 90% (With Star Ribbon Pre-stained Protein Marker). | SEC-MALSThe purity of Human ALPP Protein, His Tag (Cat. No. ALP-H52H3) is more than 85% and the molecular weight of this protein is around 105-135 kDa verified by SEC-MALS.Report | Bioactivity-ELISAImmobilized Human ALPP Protein, His Tag (Cat. No. ALP-H52H3) at 1 μg/mL (100 μL/well) can bind various dilution ratio of Anti-ALPP/ALPG/ALPI Polyclonal Antibody (QC tested).Protocol | ALPP is highly expressed in a variety of solid tumors, including ovarian, endometrial, germ cell, non-small cell lung, bladder and gastric cancers.In normal tissues, it is expressed in the placenta and low in lung and reproductive tissues.ALPP is a membrane protein and exits as a homodimer./r/n
https://www.acrobiosystems.com/P5724-Cynomolgus-ALPP-Protein-His-Tag.html | Cynomolgus ALPP Protein, His Tag | SDS-PAGE11-102-5-91-7.jpg |  |  | PLAP/r/n | Cynomolgus ALPP, His Tag(ALP-C52H3) is expressed from human 293 cells (HEK293). It contains AA Ile 21 - Asn 504 (Accession # XP_045223825.1 )./r/nPredicted N-terminus: Ile 21/r/n | This protein carries a polyhistidine tag at the C-terminusThe protein has a calculated MW of 54.6 kDa. The protein migrates as 61-65 kDa under reducing (R) condition (SDS-PAGE) due to glycosylation./r/n |  |  | Less than 1.0 EU per μg by the LAL method./r/n | >95% as determined by SDS-PAGE./r/n | Supplied as 0.2 μm filtered solution in 50mM Tris,150mM NaCl pH7.3 with trehalose as protectant. Contact us for customized product form or formulation./r/n |  | For long term storage, the product should be stored at lyophilized state at -20°C or lower.Please avoid repeated freeze-thaw cycles. This product is stable after storage at: -20°C to -70°C for 12 months in lyophilized state; -70°C for 3 months under sterile conditions after reconstitution./r/n | SDS-PAGECynomolgus ALPP, His Tag on SDS-PAGE under reducing (R) condition. The gel was stained with Coomassie Blue. The purity of the protein is greater than 95%. |  |  | In most mammals there are four different isozymes: placental (ALPP), germ cell (ALPG), intestinal (ALPI) and tissue non-specific (liver/bone/kidney) (ALPL/TP). ALPP is also known as Alkaline phosphatase, placental type and PLAP. Alkaline phosphatase that can hydrolyze various phosphate compounds./r/n |  | This product is supplied and shipped with dry ice, please inquire the shipping cost./r/n